{"text_format":"1","workbook":"xlsx","n_sheets":15,"sheets":["Data","Entry Data","Evaluation","Graph 20 to 52s","Sustained Graph","Form 1 Summary Data","Instructions","Adj Graph JOU","Adj Graph NCL","Adj Graph PmpHyd","Adj Graph RampGen","Adj Graph MWper0.1Hz","Adj Graph ContingentBA","BA LoadDampening","BA BiasSetting"],"not_rendered":{"charts":11,"images":0,"macros":1,"external_links":0,"defined_names":0,"comments":2,"pivot_tables":0},"unopened":[],"bounds":{"document_bytes":16777216,"sheet_cells":100000,"rows_first":2000,"rows_last":500,"rows_between":2000,"halvings":0,"cell_chars":16384,"cell_head_chars":4096},"cells_cut":0,"cells_raw":0,"read":"whole","date_system":"1900"}

{"sheet":"Data","index":0,"n_rows":824,"n_cols":11,"rows_kept":824,"cut":false,"hidden":false,"merged":[]}
[null,null,null,"JOU","Non-",null,null,"Transferred","Contingent"]
[null,null,"Net","Dynamic","Conforming","Pumped","Ramping","Frequency","BA","BA","BA"]
[null,null,"Actual","Schedules","Load","Hydro","Units","Response","Lost Generation","Bias","Load"]
[null,null,"Interchange","Imp(-) Exp (+)","Load (-)","Load (-) Gen (+)","Gen (+)","Rec (-) Del (+)","Load (-) Gen (+)","Setting"]
["Time (T)","Hz","MW","MW","MW","MW","MW","MW/0.1 Hz","MW","MW/0.1 Hz","MW"]
["2009-10-12T02:17:24",60.006999969482422,3679.43994140625,350,348.59783935546875,0,40.5,10,15,-103,7526.73]
["2009-10-12T02:17:28",60.008998870849609,3679.5166015625,350,348.59783935546875,0,41,10,15,-103,7527.06]
["2009-10-12T02:17:32",60.006000518798828,3679.608154296875,350,329.08502197265625,0,41.5,10,15,-103,7527.39]
["2009-10-12T02:17:36",60.008998870849609,3679.2607421875,350,329.08502197265625,0,42,10,15,-103,7527.72]
["2009-10-12T02:17:40",60.008998870849609,3679.024658203125,350,329.08502197265625,0,42.5,10,15,-103,7528.05]
["2009-10-12T02:17:44",60.005001068115234,3678.572265625,350,329.08502197265625,0,43,10,15,-103,7528.38]
["2009-10-12T02:17:48",60.000999450683594,3678.248779296875,350,329.08502197265625,0,43.5,10,15,-103,7528.71]
["2009-10-12T02:17:52",59.993000030517578,3677.82958984375,350,342.41824340820312,0,44,10,15,-103,7529.04]
["2009-10-12T02:17:56",59.993999481201172,3677.772216796875,350,342.41824340820312,0,44.5,10,15,-103,7529.37]
["2009-10-12T02:18:00",59.993999481201172,3677.09326171875,350,342.41824340820312,0,45,10,15,-103,7529.7]
["2009-10-12T02:18:04",59.993999481201172,3676.400634765625,350,342.41824340820312,0,45.5,10,15,-103,7530.03]
["2009-10-12T02:18:08",59.993000030517578,3679.8720703125,350,342.41824340820312,0,46,10,15,-103,7530.36]
["2009-10-12T02:18:12",59.990001678466797,3678.7431640625,350,338.79464721679687,0,46.5,10,15,-103,7530.69]
["2009-10-12T02:18:16",59.983001708984375,3677.921142578125,350,338.79464721679687,0,47,10,15,-103,7531.02]
["2009-10-12T02:18:20",59.977001190185547,3682.070068359375,350,338.79464721679687,0,47.5,10,15,-103,7531.35]
["2009-10-12T02:18:24",59.994998931884766,3678.655517578125,350,338.79464721679687,0,48,10,15,-103,7531.68]
["2009-10-12T02:18:28",59.993999481201172,3677.780029296875,350,338.79464721679687,0,48.5,10,15,-103,7532.01]
["2009-10-12T02:18:32",59.98699951171875,3678.47314453125,350,335.93099975585937,0,49,10,15,-103,7532.34]
["2009-10-12T02:18:36",59.984001159667969,3677.822265625,350,335.93099975585937,0,49.5,10,15,-103,7532.67]
["2009-10-12T02:18:40",59.985000610351563,3677.3974609375,350,335.93099975585937,0,50,10,15,-103,7533]
["2009-10-12T02:18:44",59.985000610351563,3677.94970703125,350,335.93099975585937,0,50.5,10,15,-103,7533.33]
["2009-10-12T02:18:48",59.979999542236328,3678.962646484375,350,335.93099975585937,0,51,10,15,-103,7533.66]
["2009-10-12T02:18:52",59.980998992919922,3680.7373046875,350,339.71240234375,0,51.5,10,15,-103,7533.99]
["2009-10-12T02:18:56",59.998001098632813,3678.161376953125,350,339.71240234375,0,52,10,15,-103,7534.32]
["2009-10-12T02:19:00",60.006999969482422,3676.22216796875,350,339.71240234375,0,52.5,10,15,-103,7534.65]
["2009-10-12T02:19:04",59.986000061035156,3677.4970703125,350,339.71240234375,0,53,10,15,-103,7534.98]
["2009-10-12T02:19:08",59.977001190185547,3675.185791015625,350,339.71240234375,0,53.5,10,15,-103,7535.31]
["2009-10-12T02:19:12",59.976001739501953,3680.450927734375,350,332.024658203125,0,54,10,15,-103,7535.64]
["2009-10-12T02:19:16",59.9739990234375,3683.82861328125,350,332.024658203125,0,54.5,10,15,-103,7535.97]
["2009-10-12T02:19:20",59.979000091552734,3681.1083984375,350,332.024658203125,0,55,10,15,-103,7536.3]
["2009-10-12T02:19:24",59.981998443603516,3678.22900390625,350,332.024658203125,0,55.5,10,15,-103,7536.63]
["2009-10-12T02:19:28",59.98699951171875,3675.75927734375,350,332.024658203125,0,56,10,15,-103,7536.96]
["2009-10-12T02:19:32",59.987998962402344,3671.16552734375,350,330.759033203125,0,56.5,10,15,-103,7537.29]
["2009-10-12T02:19:36",59.98699951171875,3670.128662109375,350,330.759033203125,0,57,10,15,-103,7537.62]
["2009-10-12T02:19:40",59.985000610351563,3672.0478515625,350,330.759033203125,0,57.5,10,15,-103,7537.95]
["2009-10-12T02:19:44",59.981998443603516,3672.103515625,350,330.759033203125,0,58,10,15,-103,7538.28]
["2009-10-12T02:19:48",59.988998413085937,3671.88232421875,350,330.759033203125,0,58.5,10,15,-103,7538.61]
["2009-10-12T02:19:52",59.987998962402344,3671.3359375,350,323.41995239257812,0,59,10,15,-103,7538.94]
["2009-10-12T02:19:56",59.981998443603516,3670.3720703125,350,323.41995239257812,0,59.5,10,15,-103,7539.27]
["2009-10-12T02:20:00",59.980998992919922,3671.40087890625,350,323.41995239257812,0,60,10,15,-103,7539.6]
["2009-10-12T02:20:04",59.983001708984375,3672.181396484375,350,323.41995239257812,0,60.5,10,15,-103,7539.93]
["2009-10-12T02:20:08",59.988998413085937,3668.07080078125,350,323.41995239257812,0,61,10,15,-103,7540.26]
["2009-10-12T02:20:12",59.985000610351563,3669.908203125,350,342.35092163085937,0,61.5,10,15,-103,7540.59]
["2009-10-12T02:20:16",59.979999542236328,3670.2626953125,350,342.35092163085937,0,62,10,15,-103,7540.92]
["2009-10-12T02:20:20",59.979999542236328,3670.10205078125,350,342.35092163085937,0,62.5,10,15,-103,7541.25]
["2009-10-12T02:20:24",59.979000091552734,3671.402587890625,350,342.35092163085937,0,63,10,15,-103,7541.58]
["2009-10-12T02:20:28",59.980998992919922,3672.371826171875,350,342.35092163085937,0,63.5,10,15,-103,7541.91]
["2009-10-12T02:20:32",59.979999542236328,3670.9375,350,345.08181762695312,0,64,10,15,-103,7542.24]
["2009-10-12T02:20:36",59.979999542236328,3670.13720703125,350,345.08181762695312,0,64.5,10,15,-103,7542.57]
["2009-10-12T02:20:40",59.977001190185547,3672.390869140625,350,345.08181762695312,0,65,10,15,-103,7542.9]
["2009-10-12T02:20:44",59.980998992919922,3674.0517578125,350,345.08181762695312,0,65.5,10,15,-103,7543.23]
["2009-10-12T02:20:48",59.976001739501953,3671.80029296875,350,345.08181762695312,0,66,10,15,-103,7543.56]
["2009-10-12T02:20:52",59.972000122070313,3673.87353515625,350,346.53738403320312,0,66.5,10,15,-103,7543.89]
["2009-10-12T02:20:56",59.972999572753906,3676.623291015625,350,346.53738403320312,0,67,10,15,-103,7544.22]
["2009-10-12T02:21:00",59.972999572753906,3676.54296875,350,346.53738403320312,0,67.5,10,15,-103,7544.55]
["2009-10-12T02:21:04",59.971000671386719,3675.75244140625,350,346.53738403320312,0,68,10,15,-103,7544.88]
["2009-10-12T02:21:08",59.977001190185547,3674.86962890625,350,346.53738403320312,0,68.5,10,15,-103,7545.21]
["2009-10-12T02:21:12",59.974998474121094,3671.59326171875,350,342.90576171875,0,69,10,15,-103,7545.54]
["2009-10-12T02:21:16",59.979999542236328,3669.962890625,350,342.90576171875,0,69.5,10,15,-103,7545.87]
["2009-10-12T02:21:20",59.980998992919922,3669.496826171875,350,342.90576171875,0,70,10,15,-103,7546.2]
["2009-10-12T02:21:24",59.981998443603516,3667.676513671875,350,342.90576171875,0,70.5,10,15,-103,7546.53]
["2009-10-12T02:21:28",59.981998443603516,3666.599365234375,350,342.90576171875,0,71,10,15,-103,7546.86]
["2009-10-12T02:21:32",59.981998443603516,3666.441650390625,350,340.09439086914063,0,71.5,10,15,-103,7547.19]
["2009-10-12T02:21:36",59.985000610351563,3667.456298828125,350,340.09439086914063,0,72,10,15,-103,7547.52]
["2009-10-12T02:21:40",59.988998413085937,3665.26171875,350,340.09439086914063,0,72.5,10,15,-103,7547.85]
["2009-10-12T02:21:44",59.995998382568359,3663.824951171875,350,340.09439086914063,0,73,10,15,-103,7548.18]
["2009-10-12T02:21:48",59.998001098632813,3662.054931640625,350,340.09439086914063,0,73.5,10,15,-103,7548.51]
["2009-10-12T02:21:52",60.006999969482422,3662.076171875,350,342.77117919921875,0,74,10,15,-103,7548.84]
["2009-10-12T02:21:56",60.01300048828125,3662.95947265625,350,342.77117919921875,0,74.5,10,15,-103,7549.17]
["2009-10-12T02:22:00",60.01300048828125,3664.13916015625,350,342.77117919921875,0,75,10,15,-103,7549.5]
["2009-10-12T02:22:04",60.007999420166016,3664.15869140625,350,342.77117919921875,0,75.5,10,15,-103,7549.83]
["2009-10-12T02:22:08",60.019001007080078,3663.18359375,350,342.77117919921875,0,76,10,15,-103,7550.16]
["2009-10-12T02:22:12",60.022998809814453,3661.51220703125,350,342.909912109375,0,76.5,10,15,-103,7550.49]
["2009-10-12T02:22:16",60.020000457763672,3658.661376953125,350,342.909912109375,0,77,10,15,-103,7550.82]
["2009-10-12T02:22:20",60.020999908447266,3657.571044921875,350,342.909912109375,0,77.5,10,15,-103,7551.15]
["2009-10-12T02:22:24",60.019001007080078,3657.71044921875,350,342.909912109375,0,78,10,15,-103,7551.48]
["2009-10-12T02:22:28",60.021999359130859,3660.2275390625,350,342.909912109375,0,78.5,10,15,-103,7551.81]
["2009-10-12T02:22:32",60.025001525878906,3658.6982421875,350,343.2860107421875,0,79,10,15,-103,7552.14]
["2009-10-12T02:22:36",60.020000457763672,3658.154541015625,350,343.2860107421875,0,79.5,10,15,-103,7552.47]
["2009-10-12T02:22:40",60.018001556396484,3659.777587890625,350,343.2860107421875,0,80,10,15,-103,7552.8]
["2009-10-12T02:22:44",60.020000457763672,3662.531494140625,350,343.2860107421875,0,80.5,10,15,-103,7553.13]
["2009-10-12T02:22:48",60.019001007080078,3662.078857421875,350,343.2860107421875,0,81,10,15,-103,7553.46]
["2009-10-12T02:22:52",60.021999359130859,3662.67822265625,350,331.85296630859375,0,81.5,10,15,-103,7553.79]
["2009-10-12T02:22:56",60.025001525878906,3663.53857421875,350,331.85296630859375,0,82,10,15,-103,7554.12]
["2009-10-12T02:23:00",60.020000457763672,3662.552490234375,350,331.85296630859375,0,82.5,10,15,-103,7554.45]
["2009-10-12T02:23:04",60.020000457763672,3663.6005859375,350,331.85296630859375,0,83,10,15,-103,7554.78]
["2009-10-12T02:23:08",60.020999908447266,3663.68994140625,350,331.85296630859375,0,83.5,10,15,-103,7555.11]
["2009-10-12T02:23:12",60.018001556396484,3663.395751953125,350,329.98822021484375,0,84,10,15,-103,7555.44]
["2009-10-12T02:23:16",60.013999938964844,3664.3154296875,350,329.98822021484375,0,84.5,10,15,-103,7555.77]
["2009-10-12T02:23:20",60.01300048828125,3665.797607421875,350,329.98822021484375,0,85,10,15,-103,7556.1]
["2009-10-12T02:23:24",60.009998321533203,3666.725830078125,350,329.98822021484375,0,85.5,10,15,-103,7556.43]
["2009-10-12T02:23:28",60.011001586914063,3667.54541015625,350,329.98822021484375,0,86,10,15,-103,7556.76]
["2009-10-12T02:23:32",60.012001037597656,3666.44873046875,350,255.44416809082031,0,86.5,10,15,-103,7557.09]
["2009-10-12T02:23:36",60.008998870849609,3667.696044921875,350,255.44416809082031,0,87,10,15,-103,7557.42]
["2009-10-12T02:23:40",60.008998870849609,3667.04296875,350,255.44416809082031,0,87.5,10,15,-103,7557.75]
["2009-10-12T02:23:44",60.005001068115234,3666.22265625,350,255.44416809082031,0,88,10,15,-103,7558.08]
["2009-10-12T02:23:48",59.999000549316406,3665.4033203125,350,255.44416809082031,0,88.5,10,15,-103,7558.41]
["2009-10-12T02:23:52",59.994998931884766,3665.6796875,350,254.83830261230469,0,89,10,15,-103,7558.74]
["2009-10-12T02:23:56",59.998001098632813,3664.947509765625,350,254.83830261230469,0,89.5,10,15,-103,7559.07]
["2009-10-12T02:24:00",59.998001098632813,3666.13330078125,350,254.83830261230469,0,90,10,15,-103,7559.4]
["2009-10-12T02:24:04",59.994998931884766,3666.734619140625,350,254.83830261230469,0,90.5,10,15,-103,7559.73]
["2009-10-12T02:24:08",59.992000579833984,3667.557373046875,350,254.83830261230469,0,91,10,15,-103,7560.06]
["2009-10-12T02:24:12",59.987998962402344,3667.853271484375,350,257.14697265625,0,91.5,10,15,-103,7560.39]
["2009-10-12T02:24:16",59.981998443603516,3668.69091796875,350,257.14697265625,0,92,10,15,-103,7560.72]
["2009-10-12T02:24:20",59.981998443603516,3669.606201171875,350,257.14697265625,0,92.5,10,15,-103,7561.05]
["2009-10-12T02:24:24",59.984001159667969,3670.25,350,257.14697265625,0,93,10,15,-103,7561.38]
["2009-10-12T02:24:28",59.978000640869141,3671.548828125,350,257.14697265625,0,93.5,10,15,-103,7561.71]
["2009-10-12T02:24:32",59.976001739501953,3674.262939453125,350,262.28936767578125,0,94,10,15,-103,7562.04]
["2009-10-12T02:24:36",59.9739990234375,3676.418212890625,350,262.28936767578125,0,94.5,10,15,-103,7562.37]
["2009-10-12T02:24:40",59.979000091552734,3674.637451171875,350,262.28936767578125,0,95,10,15,-103,7562.7]
["2009-10-12T02:24:44",59.980998992919922,3675.22607421875,350,262.28936767578125,0,95.5,10,15,-103,7563.03]
["2009-10-12T02:24:48",59.984001159667969,3674.3994140625,350,262.28936767578125,0,96,10,15,-103,7563.36]
["2009-10-12T02:24:52",59.987998962402344,3673.03955078125,350,256.64794921875,0,96.5,10,15,-103,7563.69]
["2009-10-12T02:24:56",59.990001678466797,3673.056396484375,350,256.64794921875,0,97,10,15,-103,7564.02]
["2009-10-12T02:25:00",59.991001129150391,3671.4931640625,350,256.64794921875,0,97.5,10,15,-103,7564.35]
["2009-10-12T02:25:04",59.991001129150391,3670.066162109375,350,256.64794921875,0,98,10,15,-103,7564.68]
["2009-10-12T02:25:08",59.993000030517578,3671.744140625,350,256.64794921875,0,98.5,10,15,-103,7565.01]
["2009-10-12T02:25:12",60.001998901367188,3672.62548828125,350,256.3072509765625,0,99,10,15,-103,7565.34]
["2009-10-12T02:25:16",60.002998352050781,3673.818603515625,350,256.3072509765625,0,99.5,10,15,-103,7565.67]
["2009-10-12T02:25:20",60.005001068115234,3673.18212890625,350,256.3072509765625,0,100,10,15,-103,7566]
["2009-10-12T02:25:24",60.001998901367188,3672.41796875,350,256.3072509765625,0,100.5,10,15,-103,7566.33]
["2009-10-12T02:25:28",60.007999420166016,3672.216796875,350,256.3072509765625,0,101,10,15,-103,7566.66]
["2009-10-12T02:25:32",60.009998321533203,3673.18212890625,350,249.08639526367187,0,101.5,10,15,-103,7566.99]
["2009-10-12T02:25:36",60.011001586914063,3673.553466796875,350,249.08639526367187,0,102,10,15,-103,7567.32]
["2009-10-12T02:25:40",60.013999938964844,3674.537109375,350,249.08639526367187,0,102.5,10,15,-103,7567.65]
["2009-10-12T02:25:44",60.012001037597656,3673.20361328125,350,249.08639526367187,0,103,10,15,-103,7567.98]
["2009-10-12T02:25:48",60.011001586914063,3673.067626953125,350,249.08639526367187,0,103.5,10,15,-103,7568.31]
["2009-10-12T02:25:52",60.021999359130859,3672.51953125,350,253.74247741699219,0,104,10,15,-103,7568.64]
["2009-10-12T02:25:56",60.013999938964844,3671.2880859375,350,253.74247741699219,0,104.5,10,15,-103,7568.97]
["2009-10-12T02:26:00",60.013999938964844,3672.981689453125,350,253.74247741699219,0,105,10,15,-103,7569.3]
["2009-10-12T02:26:04",60.016998291015625,3671.95166015625,350,253.74247741699219,0,105.5,10,15,-103,7569.63]
["2009-10-12T02:26:08",60.019001007080078,3671.627197265625,350,253.74247741699219,0,106,10,15,-103,7569.96]
["2009-10-12T02:26:12",60.027000427246094,3668.610595703125,350,257.42120361328125,0,106.5,10,15,-103,7570.29]
["2009-10-12T02:26:16",60.0260009765625,3664.4951171875,350,257.42120361328125,0,107,10,15,-103,7570.62]
["2009-10-12T02:26:20",60.019001007080078,3666.82080078125,350,257.42120361328125,0,107.5,10,15,-103,7570.95]
["2009-10-12T02:26:24",60.019001007080078,3670.45361328125,350,257.42120361328125,0,108,10,15,-103,7571.28]
["2009-10-12T02:26:28",60.019001007080078,3671.66796875,350,257.42120361328125,0,108.5,10,15,-103,7571.61]
["2009-10-12T02:26:32",60.020999908447266,3672.68505859375,350,261.73822021484375,0,109,10,15,-103,7571.94]
["2009-10-12T02:26:36",60.019001007080078,3672.1640625,350,261.73822021484375,0,109.5,10,15,-103,7572.27]
["2009-10-12T02:26:40",60.021999359130859,3669.98291015625,350,165.1016845703125,0,110,10,15,-103,7572.6]
["2009-10-12T02:26:44",60.036998748779297,3663.758056640625,350,165.47639465332031,0,110.5,10,15,-103,7572.93]
["2009-10-12T02:26:48",60.035999298095703,3660.67236328125,350,165.47639465332031,0,111,10,15,-103,7573.26]
["2009-10-12T02:26:52",60.046001434326172,3649.1904296875,350,165.47639465332031,0,111.5,10,15,-103,7573.59]
["2009-10-12T02:26:56",60.048000335693359,3648.246337890625,350,165.47639465332031,0,112,10,15,-103,7573.92]
["2009-10-12T02:27:00",60.041000366210938,3654.29443359375,350,165.1016845703125,0,112.5,10,15,-103,7574.25]
["2009-10-12T02:27:04",60.041000366210938,3651.874267578125,350,165.47639465332031,0,113,10,15,-103,7574.58]
["2009-10-12T02:27:08",60.041000366210938,3649.18701171875,350,165.47639465332031,0,113.5,10,15,-103,7574.91]
["2009-10-12T02:27:12",60.044998168945313,3645.386962890625,350,165.47639465332031,0,114,10,15,-103,7575.24]
["2009-10-12T02:27:16",60.041000366210938,3645.44580078125,350,165.47639465332031,0,114.5,10,15,-103,7575.57]
["2009-10-12T02:27:20",60.041000366210938,3641.191162109375,350,165.47639465332031,0,115,10,15,-103,7575.9]
["2009-10-12T02:27:24",59.978000640869141,3696.3623046875,350,206.4591064453125,1,115.5,10,15,-103,7576.23]
["2009-10-12T02:27:28",59.83599853515625,3734.672607421875,335,206.4591064453125,1,116,10,0,-103,7576.56]
["2009-10-12T02:27:32",59.891998291015625,3761.24951171875,335,206.4591064453125,1,116.5,10,0,-103,7576.89]
["2009-10-12T02:27:36",59.880001068115234,3766.19384765625,335,206.4591064453125,1,117,10,0,-103,7577.22]
["2009-10-12T02:27:40",59.875,3769.925048828125,335,206.4591064453125,1,117.5,10,0,-103,7577.55]
["2009-10-12T02:27:44",59.887001037597656,3781.591796875,335,211.25604248046875,1,118,10,0,-103,7577.88]
["2009-10-12T02:27:48",59.884998321533203,3784.9619140625,335,211.25604248046875,1,118.5,10,0,-103,7578.21]
["2009-10-12T02:27:52",59.88800048828125,3784.4189453125,335,211.25604248046875,2,119,10,0,-103,7578.54]
["2009-10-12T02:27:56",59.895000457763672,3788.32763671875,335,211.25604248046875,3,119.5,10,0,-103,7578.87]
["2009-10-12T02:28:00",59.893001556396484,3788.471923828125,335,211.25604248046875,4,120,10,0,-103,7579.2]
["2009-10-12T02:28:04",59.894001007080078,3793.074462890625,335,214.34669494628906,5,120.5,10,0,-103,7579.53]
["2009-10-12T02:28:08",59.889999389648437,3799.427734375,335,214.34669494628906,6,121,10,0,-103,7579.86]
["2009-10-12T02:28:12",59.884998321533203,3799.959228515625,335,214.34669494628906,7,121.5,10,0,-103,7580.19]
["2009-10-12T02:28:16",59.887001037597656,3802.925048828125,335,214.34669494628906,8,122,10,0,-103,7580.52]
["2009-10-12T02:28:20",59.88800048828125,3804.387939453125,335,214.34669494628906,9,122.5,10,0,-103,7580.85]
["2009-10-12T02:28:24",59.888999938964844,3805.61669921875,335,212.17269897460937,10,123,10,0,-103,7581.18]
["2009-10-12T02:28:28",59.873001098632813,3811.5029296875,335,212.17269897460937,11,123.5,10,0,-103,7581.51]
["2009-10-12T02:28:32",59.8489990234375,3815.888916015625,335,212.17269897460937,12,124,10,0,-103,7581.84]
["2009-10-12T02:28:36",59.858001708984375,3826.05322265625,335,212.17269897460937,13,124.5,10,0,-103,7582.17]
["2009-10-12T02:28:40",59.866001129150391,3827.52392578125,335,212.17269897460937,14,125,10,0,-103,7582.5]
["2009-10-12T02:28:44",59.867000579833984,3826.783447265625,335,215.59817504882812,15,125.5,10,0,-103,7582.83]
["2009-10-12T02:28:48",59.870998382568359,3825.71337890625,335,215.59817504882812,16,126,10,0,-103,7583.16]
["2009-10-12T02:28:52",59.879001617431641,3822.50537109375,335,215.59817504882812,16,126.5,10,0,-103,7583.49]
["2009-10-12T02:28:56",59.882999420166016,3818.05517578125,335,215.59817504882812,16,127,10,0,-103,7583.82]
["2009-10-12T02:29:00",59.889999389648437,3815.009765625,335,215.59817504882812,16,127.5,10,0,-103,7584.15]
["2009-10-12T02:29:04",59.888999938964844,3811.83837890625,335,218.32725524902344,16,128,10,0,-103,7584.48]
["2009-10-12T02:29:08",59.898998260498047,3806.97216796875,335,218.32725524902344,16,128.5,10,0,-103,7584.81]
["2009-10-12T02:29:12",59.902000427246094,3804.1884765625,335,218.32725524902344,16,129,10,0,-103,7585.14]
["2009-10-12T02:29:16",59.903999328613281,3793.97509765625,335,218.32725524902344,16,129.5,10,0,-103,7585.47]
["2009-10-12T02:29:20",59.910999298095703,3791.501953125,335,218.32725524902344,16,130,10,0,-103,7585.8]
["2009-10-12T02:29:24",59.916000366210938,3788.132080078125,335,217.37942504882812,16,130.5,10,0,-103,7586.13]
["2009-10-12T02:29:28",59.917999267578125,3783.0283203125,335,217.37942504882812,16,131,10,0,-103,7586.46]
["2009-10-12T02:29:32",59.921001434326172,3776.3583984375,335,217.37942504882812,16,131.5,10,0,-103,7586.79]
["2009-10-12T02:29:36",59.916999816894531,3774.604248046875,335,217.37942504882812,16,132,10,0,-103,7587.12]
["2009-10-12T02:29:40",59.921001434326172,3773.957763671875,335,217.37942504882812,16,132.5,10,0,-103,7587.45]
["2009-10-12T02:29:44",59.925998687744141,3771.67041015625,335,214.83035278320312,16,133,10,0,-103,7587.78]
["2009-10-12T02:29:48",59.928001403808594,3768.70703125,335,214.83035278320312,16,133.5,10,0,-103,7588.11]
["2009-10-12T02:29:52",59.931999206542969,3767.02099609375,335,214.83035278320312,16,134,10,0,-103,7588.44]
["2009-10-12T02:29:56",59.928001403808594,3766.7880859375,335,214.83035278320312,16,134.5,10,0,-103,7588.77]
["2009-10-12T02:30:00",59.929000854492187,3765.671630859375,335,214.83035278320312,16,135,10,0,-103,7589.1]
["2009-10-12T02:30:04",59.932998657226562,3764.24267578125,335,227.65591430664062,16,135.5,10,0,-103,7589.43]
["2009-10-12T02:30:08",59.937000274658203,3762.935302734375,335,227.65591430664062,16,136,10,0,-103,7589.76]
["2009-10-12T02:30:12",59.949001312255859,3753.92236328125,335,227.65591430664062,0,136.5,10,0,-103,7590.09]
["2009-10-12T02:30:16",59.942001342773438,3746.888671875,335,227.65591430664062,0,137,10,0,-103,7590.42]
["2009-10-12T02:30:20",59.942001342773438,3749.59326171875,335,227.65591430664062,0,137.5,10,0,-103,7590.75]
["2009-10-12T02:30:24",59.948001861572266,3746.7060546875,335,225.01808166503906,0,138,10,0,-103,7591.08]
["2009-10-12T02:30:28",59.949001312255859,3742.741455078125,335,225.01808166503906,0,138.5,10,0,-103,7591.41]
["2009-10-12T02:30:32",59.951999664306641,3736.13916015625,335,225.01808166503906,0,139,10,0,-103,7591.74]
["2009-10-12T02:30:36",59.951000213623047,3727.83837890625,335,225.01808166503906,0,139.5,10,0,-103,7592.07]
["2009-10-12T02:30:40",59.951999664306641,3722.64892578125,335,225.01808166503906,0,140,10,0,-103,7592.4]
["2009-10-12T02:30:44",59.955001831054688,3717.99609375,335,228.36515808105469,0,140.5,10,0,-103,7592.73]
["2009-10-12T02:30:48",59.953998565673828,3715.752685546875,335,228.36515808105469,0,141,10,0,-103,7593.06]
["2009-10-12T02:30:52",59.952999114990234,3713.483642578125,335,228.36515808105469,0,141.5,10,0,-103,7593.39]
["2009-10-12T02:30:56",59.951999664306641,3710.81005859375,335,228.36515808105469,0,142,10,0,-103,7593.72]
["2009-10-12T02:31:00",59.953998565673828,3714.62255859375,335,228.36515808105469,0,142.5,10,0,-103,7594.05]
["2009-10-12T02:31:04",59.957000732421875,3716.168212890625,335,234.07533264160156,0,143,10,0,-103,7594.38]
["2009-10-12T02:31:08",59.953998565673828,3716.97998046875,335,234.07533264160156,0,143.5,10,0,-103,7594.71]
["2009-10-12T02:31:12",59.955001831054688,3722.361328125,335,234.07533264160156,0,144,10,0,-103,7595.04]
["2009-10-12T02:31:16",59.96099853515625,3722.657958984375,335,234.07533264160156,0,144.5,10,0,-103,7595.37]
["2009-10-12T02:31:20",59.962001800537109,3722.277587890625,335,234.07533264160156,0,145,10,0,-103,7595.7]
["2009-10-12T02:31:24",59.965999603271484,3723.0908203125,335,228.79815673828125,0,145.5,10,0,-103,7596.03]
["2009-10-12T02:31:28",59.967998504638672,3723.4345703125,335,228.79815673828125,0,146,10,0,-103,7596.36]
["2009-10-12T02:31:32",59.9739990234375,3725.40283203125,335,228.79815673828125,0,146.5,10,0,-103,7596.69]
["2009-10-12T02:31:36",59.969001770019531,3728.052978515625,335,228.79815673828125,0,147,10,0,-103,7597.02]
["2009-10-12T02:31:40",59.970001220703125,3732.530029296875,335,228.79815673828125,0,147.5,10,0,-103,7597.35]
["2009-10-12T02:31:44",59.972999572753906,3736.53515625,335,229.46696472167969,0,148,10,0,-103,7597.68]
["2009-10-12T02:31:48",59.976001739501953,3736.82177734375,335,229.46696472167969,0,148.5,10,0,-103,7598.01]
["2009-10-12T02:31:52",59.978000640869141,3739.94384765625,335,229.46696472167969,0,149,10,0,-103,7598.34]
["2009-10-12T02:31:56",59.978000640869141,3741.793701171875,335,229.46696472167969,0,149.5,10,0,-103,7598.67]
["2009-10-12T02:32:00",59.978000640869141,3746.60791015625,335,229.46696472167969,0,150,10,0,-103,7599]
["2009-10-12T02:32:04",59.979999542236328,3750.71630859375,335,228.98016357421875,0,150.5,10,0,-103,7599.33]
["2009-10-12T02:32:08",59.980998992919922,3752.74755859375,335,228.98016357421875,0,151,10,0,-103,7599.66]
["2009-10-12T02:32:12",59.979000091552734,3756.4072265625,335,228.98016357421875,0,151.5,10,0,-103,7599.99]
["2009-10-12T02:32:16",59.979000091552734,3760.4052734375,335,228.98016357421875,0,152,10,0,-103,7600.32]
["2009-10-12T02:32:20",59.983001708984375,3761.406982421875,335,228.98016357421875,0,152.5,10,0,-103,7600.65]
["2009-10-12T02:32:24",59.987998962402344,3763.212158203125,335,219.97555541992187,0,153,10,0,-103,7600.98]
["2009-10-12T02:32:28",59.98699951171875,3766.085205078125,335,219.97555541992187,0,153.5,10,0,-103,7601.31]
["2009-10-12T02:32:32",59.991001129150391,3767.2509765625,335,219.97555541992187,0,154,10,0,-103,7601.64]
["2009-10-12T02:32:36",59.992000579833984,3768.633544921875,335,219.97555541992187,0,154.5,10,0,-103,7601.97]
["2009-10-12T02:32:40",59.988998413085937,3772.444580078125,335,219.97555541992187,0,155,10,0,-103,7602.3]
["2009-10-12T02:32:44",59.983001708984375,3774.66845703125,335,229.08924865722656,0,155.5,10,0,-103,7602.63]
["2009-10-12T02:32:48",59.987998962402344,3775.36328125,335,229.08924865722656,0,156,10,0,-103,7602.96]
["2009-10-12T02:32:52",59.995998382568359,3775.49169921875,335,229.08924865722656,0,156.5,10,0,-103,7603.29]
["2009-10-12T02:32:56",59.999000549316406,3778.5537109375,335,229.08924865722656,0,157,10,0,-103,7603.62]
["2009-10-12T02:33:00",59.999000549316406,3781.255859375,335,229.08924865722656,0,157.5,10,0,-103,7603.95]
["2009-10-12T02:33:04",59.999000549316406,3783.092041015625,335,229.66326904296875,0,158,10,0,-103,7604.28]
["2009-10-12T02:33:08",60.005001068115234,3784.4208984375,335,229.66326904296875,0,158.5,10,0,-103,7604.61]
["2009-10-12T02:33:12",60.007999420166016,3785.462646484375,335,229.66326904296875,0,159,10,0,-103,7604.94]
["2009-10-12T02:33:16",60.013999938964844,3786.30419921875,335,229.66326904296875,0,159.5,10,0,-103,7605.27]
["2009-10-12T02:33:20",60.019001007080078,3787.515869140625,335,229.66326904296875,0,160,10,0,-103,7605.6]
["2009-10-12T02:33:24",60.016998291015625,3788.0302734375,335,229.23385620117187,0,160.5,10,0,-103,7605.93]
["2009-10-12T02:33:28",60.019001007080078,3789.2158203125,335,229.23385620117187,0,161,10,0,-103,7606.26]
["2009-10-12T02:33:32",60.023998260498047,3785.841796875,335,229.23385620117187,0,161.5,10,0,-103,7606.59]
["2009-10-12T02:33:36",60.020999908447266,3787.930419921875,335,229.23385620117187,0,162,10,0,-103,7606.92]
["2009-10-12T02:33:40",60.023998260498047,3786.874755859375,335,262.10260009765625,0,162.5,10,0,-103,7607.25]
["2009-10-12T02:33:44",60.020999908447266,3787.357666015625,335,262.10260009765625,0,163,10,0,-103,7607.58]
["2009-10-12T02:33:48",60.025001525878906,3785.614013671875,335,262.10260009765625,0,163.5,10,0,-103,7607.91]
["2009-10-12T02:33:52",60.020000457763672,3785.8037109375,335,262.71701049804687,0,164,10,0,-103,7608.24]
["2009-10-12T02:33:56",60.021999359130859,3786.877197265625,335,262.71701049804687,0,164.5,10,0,-103,7608.57]
["2009-10-12T02:34:00",60.021999359130859,3785.72607421875,335,262.71701049804687,0,165,10,0,-103,7608.9]
["2009-10-12T02:34:04",60.020999908447266,3785.821044921875,335,262.71701049804687,0,165.5,10,0,-103,7609.23]
["2009-10-12T02:34:08",60.022998809814453,3786.2841796875,335,262.71701049804687,0,166,10,0,-103,7609.56]
["2009-10-12T02:34:12",60.019001007080078,3787.62744140625,335,260.0164794921875,0,166.5,10,0,-103,7609.89]
["2009-10-12T02:34:16",60.018001556396484,3789.67333984375,335,260.0164794921875,0,167,10,0,-103,7610.22]
["2009-10-12T02:34:20",60.018001556396484,3788.478759765625,335,260.0164794921875,0,167.5,10,0,-103,7610.55]
["2009-10-12T02:34:24",60.019001007080078,3789.368896484375,335,260.0164794921875,0,168,10,0,-103,7610.88]
["2009-10-12T02:34:28",60.014999389648438,3788.66455078125,335,260.0164794921875,0,168.5,10,0,-103,7611.21]
["2009-10-12T02:34:32",60.013999938964844,3790.6669921875,335,263.87322998046875,0,169,10,0,-103,7611.54]
["2009-10-12T02:34:36",60.012001037597656,3790.4111328125,335,263.87322998046875,0,169.5,10,0,-103,7611.87]
["2009-10-12T02:34:40",60.009998321533203,3791.539794921875,335,263.87322998046875,0,170,10,0,-103,7612.2]
["2009-10-12T02:34:44",60.006999969482422,3791.027099609375,335,263.87322998046875,0,170.5,10,0,-103,7612.53]
["2009-10-12T02:34:48",60.008998870849609,3791.426025390625,335,263.87322998046875,0,171,10,0,-103,7612.86]
["2009-10-12T02:34:52",60.002998352050781,3790.457275390625,335,264.597900390625,0,171.5,10,0,-103,7613.19]
["2009-10-12T02:34:56",59.994998931884766,3789.5849609375,335,264.597900390625,0,172,10,0,-103,7613.52]
["2009-10-12T02:35:00",59.991001129150391,3788.10498046875,335,264.597900390625,0,172.5,10,0,-103,7613.85]
["2009-10-12T02:35:04",59.992000579833984,3788.189453125,335,264.597900390625,0,173,10,0,-103,7614.18]
["2009-10-12T02:35:08",59.986000061035156,3788.5400390625,335,264.597900390625,0,173.5,10,0,-103,7614.51]
["2009-10-12T02:35:12",59.984001159667969,3788.10107421875,335,262.41592407226562,0,174,10,0,-103,7614.84]
["2009-10-12T02:35:16",59.984001159667969,3786.452880859375,335,262.41592407226562,0,174.5,10,0,-103,7615.17]
["2009-10-12T02:35:20",59.980998992919922,3788.8134765625,335,262.41592407226562,0,175,10,0,-103,7615.5]
["2009-10-12T02:35:24",59.979000091552734,3788.25634765625,335,262.41592407226562,0,175.5,10,0,-103,7615.83]
["2009-10-12T02:35:28",59.976001739501953,3790.46728515625,335,262.41592407226562,0,176,10,0,-103,7616.16]
["2009-10-12T02:35:32",59.979000091552734,3790.42041015625,335,259.68524169921875,0,176.5,10,0,-103,7616.49]
["2009-10-12T02:35:36",59.978000640869141,3789.26708984375,335,259.68524169921875,0,177,10,0,-103,7616.82]
["2009-10-12T02:35:40",59.9739990234375,3790.430419921875,335,259.68524169921875,0,177.5,10,0,-103,7617.15]
["2009-10-12T02:35:44",59.977001190185547,3786.2431640625,335,259.68524169921875,0,178,10,0,-103,7617.48]
["2009-10-12T02:35:48",59.974998474121094,3788.962890625,335,259.68524169921875,0,178.5,10,0,-103,7617.81]
["2009-10-12T02:35:52",59.969001770019531,3791.876953125,335,255.9110107421875,0,179,10,0,-103,7618.14]
["2009-10-12T02:35:56",59.971000671386719,3792.311279296875,335,255.9110107421875,0,179.5,10,0,-103,7618.47]
["2009-10-12T02:36:00",59.978000640869141,3788.07958984375,335,255.9110107421875,0,180,10,0,-103,7618.8]
["2009-10-12T02:36:04",59.978000640869141,3787.135009765625,335,255.9110107421875,0,180.5,10,0,-103,7619.13]
["2009-10-12T02:36:08",59.972000122070313,3786.99609375,335,255.9110107421875,0,181,10,0,-103,7619.46]
["2009-10-12T02:36:12",59.974998474121094,3786.48681640625,335,258.148193359375,0,181.5,10,0,-103,7619.79]
["2009-10-12T02:36:16",59.969001770019531,3789.2138671875,335,258.148193359375,0,182,10,0,-103,7620.12]
["2009-10-12T02:36:20",59.965000152587891,3791.22119140625,335,258.148193359375,0,182.5,10,0,-103,7620.45]
["2009-10-12T02:36:24",59.969001770019531,3790.95947265625,335,258.148193359375,0,183,10,0,-103,7620.78]
["2009-10-12T02:36:28",59.967998504638672,3789.0263671875,335,258.148193359375,0,183.5,10,0,-103,7621.11]
["2009-10-12T02:36:32",59.964000701904297,3787.39404296875,335,258.87359619140625,0,184,10,0,-103,7621.44]
["2009-10-12T02:36:36",59.972000122070313,3784.83056640625,335,258.87359619140625,0,184.5,10,0,-103,7621.77]
["2009-10-12T02:36:40",59.966999053955078,3784.3203125,335,258.87359619140625,0,185,10,0,-103,7622.1]
["2009-10-12T02:36:44",59.967998504638672,3782.10986328125,335,258.87359619140625,0,185.5,10,0,-103,7622.43]
["2009-10-12T02:36:48",59.966999053955078,3779.05615234375,335,258.87359619140625,0,186,10,0,-103,7622.76]
["2009-10-12T02:36:52",59.965999603271484,3779.211669921875,335,249.33757019042969,0,186.5,10,0,-103,7623.09]
["2009-10-12T02:36:56",59.971000671386719,3776.42919921875,335,249.33757019042969,0,187,10,0,-103,7623.42]
["2009-10-12T02:37:00",59.965000152587891,3776.5966796875,335,249.33757019042969,0,187.5,10,0,-103,7623.75]
["2009-10-12T02:37:04",59.964000701904297,3776.02294921875,335,249.33757019042969,0,188,10,0,-103,7624.08]
["2009-10-12T02:37:08",59.966999053955078,3771.73046875,335,249.33757019042969,0,188.5,10,0,-103,7624.41]
["2009-10-12T02:37:12",59.967998504638672,3768.5029296875,335,258.27816772460937,0,189,10,0,-103,7624.74]
["2009-10-12T02:37:16",59.965000152587891,3767.3662109375,335,258.27816772460937,0,189.5,10,0,-103,7625.07]
["2009-10-12T02:37:20",59.972999572753906,3760.29541015625,335,258.27816772460937,0,190,10,0,-103,7625.4]
["2009-10-12T02:37:24",59.965000152587891,3761.893798828125,335,258.27816772460937,0,190.5,10,0,-103,7625.73]
["2009-10-12T02:37:28",59.969001770019531,3760.58251953125,335,258.27816772460937,0,191,10,0,-103,7626.06]
["2009-10-12T02:37:32",59.964000701904297,3759.781005859375,335,258.4063720703125,0,191.5,10,0,-103,7626.39]
["2009-10-12T02:37:36",59.979000091552734,3757.77294921875,335,258.4063720703125,0,192,10,0,-103,7626.72]
["2009-10-12T02:37:40",59.983001708984375,3753.08740234375,335,258.4063720703125,0,192.5,10,0,-103,7627.05]
["2009-10-12T02:37:44",59.966999053955078,3753.7509765625,335,258.4063720703125,0,193,10,0,-103,7627.38]
["2009-10-12T02:37:48",59.962001800537109,3759.249755859375,335,258.4063720703125,0,193.5,10,0,-103,7627.71]
["2009-10-12T02:37:52",59.96099853515625,3760.96484375,335,260.53887939453125,0,194,10,0,-103,7628.04]
["2009-10-12T02:37:56",59.959999084472656,3763.822265625,335,260.53887939453125,0,194.5,10,0,-103,7628.37]
["2009-10-12T02:38:00",59.958999633789063,3763.858154296875,335,260.53887939453125,0,195,10,0,-103,7628.7]
["2009-10-12T02:38:04",59.951000213623047,3766.126708984375,335,260.53887939453125,0,195.5,10,0,-103,7629.03]
["2009-10-12T02:38:08",59.953998565673828,3767.97216796875,335,260.53887939453125,0,196,10,0,-103,7629.36]
["2009-10-12T02:38:12",59.956001281738281,3765.6064453125,335,257.882080078125,0,196.5,10,0,-103,7629.69]
["2009-10-12T02:38:16",59.963001251220703,3761.5703125,335,257.882080078125,0,197,10,0,-103,7630.02]
["2009-10-12T02:38:20",59.958999633789063,3759.626953125,335,257.882080078125,0,197.5,10,0,-103,7630.35]
["2009-10-12T02:38:24",59.963001251220703,3752.4287109375,335,257.882080078125,0,198,10,0,-103,7630.68]
["2009-10-12T02:38:28",59.967998504638672,3753.82958984375,335,257.882080078125,0,198.5,10,0,-103,7631.01]
["2009-10-12T02:38:32",59.967998504638672,3753.52294921875,335,258.58865356445313,0,199,10,0,-103,7631.34]
["2009-10-12T02:38:36",59.972999572753906,3753.17822265625,335,258.58865356445313,0,199.5,10,0,-103,7631.67]
["2009-10-12T02:38:40",59.965000152587891,3753.29052734375,335,258.58865356445313,0,200,10,0,-103,7632]
["2009-10-12T02:38:44",59.966999053955078,3752.358642578125,335,258.58865356445313,0,200.5,10,0,-103,7632.33]
["2009-10-12T02:38:48",59.976001739501953,3747.475830078125,335,258.58865356445313,0,201,10,0,-103,7632.66]
["2009-10-12T02:38:52",59.969001770019531,3741.28515625,335,261.90615844726562,0,201.5,10,0,-103,7632.99]
["2009-10-12T02:38:56",59.9739990234375,3745.73828125,335,261.90615844726562,0,202,10,0,-103,7633.32]
["2009-10-12T02:39:00",59.980998992919922,3741.6181640625,335,261.90615844726562,0,202.5,10,0,-103,7633.65]
["2009-10-12T02:39:04",59.980998992919922,3738.484375,335,261.90615844726562,0,203,10,0,-103,7633.98]
["2009-10-12T02:39:08",59.981998443603516,3737.403564453125,335,261.90615844726562,0,203.5,10,0,-103,7634.31]
["2009-10-12T02:39:12",59.981998443603516,3736.308349609375,335,256.747802734375,0,204,10,0,-103,7634.64]
["2009-10-12T02:39:16",59.979000091552734,3735.4482421875,335,256.747802734375,0,204.5,10,0,-103,7634.97]
["2009-10-12T02:39:20",59.978000640869141,3737.54052734375,335,256.747802734375,0,205,10,0,-103,7635.3]
["2009-10-12T02:39:24",59.979999542236328,3736.74755859375,350,256.747802734375,0,205.5,10,0,-103,7635.63]
["2009-10-12T02:39:28",59.979999542236328,3736.0673828125,350,256.747802734375,0,206,10,0,-103,7635.96]
["2009-10-12T02:39:32",59.976001739501953,3736.574951171875,350,167.43197631835937,0,206.5,10,0,-103,7636.29]
["2009-10-12T02:39:36",59.971000671386719,3738.874755859375,350,167.43197631835937,0,207,10,0,-103,7636.62]
["2009-10-12T02:39:40",59.9739990234375,3738.64697265625,350,167.43197631835937,0,207.5,10,0,-103,7636.95]
["2009-10-12T02:39:44",59.976001739501953,3737.382080078125,350,167.43197631835937,0,208,10,0,-103,7637.28]
["2009-10-12T02:39:48",59.969001770019531,3740.016845703125,350,167.43197631835937,0,208.5,10,0,-103,7637.61]
["2009-10-12T02:39:52",59.9739990234375,3742.052734375,350,164.97340393066406,0,209,10,0,-103,7637.94]
["2009-10-12T02:39:56",59.972000122070313,3742.5244140625,350,164.97340393066406,0,209.5,10,0,-103,7638.27]
["2009-10-12T02:40:00",59.977001190185547,3741.72314453125,350,164.97340393066406,0,210,10,0,-103,7638.6]
["2009-10-12T02:40:04",59.978000640869141,3740.629150390625,350,164.97340393066406,0,210.5,10,0,-103,7638.93]
["2009-10-12T02:40:08",59.972999572753906,3740.775146484375,350,164.97340393066406,0,211,10,0,-103,7639.26]
["2009-10-12T02:40:12",59.977001190185547,3741.267822265625,350,157.62808227539062,0,211.5,10,0,-103,7639.59]
["2009-10-12T02:40:16",59.978000640869141,3738.9658203125,350,157.62808227539062,0,212,10,0,-103,7639.92]
["2009-10-12T02:40:20",59.980998992919922,3738.878662109375,350,157.62808227539062,0,212.5,10,0,-103,7640.25]
["2009-10-12T02:40:24",59.9739990234375,3738.1015625,350,157.62808227539062,0,213,10,0,-103,7640.58]
["2009-10-12T02:40:28",59.971000671386719,3743.5068359375,350,157.62808227539062,0,213.5,10,0,-103,7640.91]
["2009-10-12T02:40:32",59.972000122070313,3745.250732421875,350,155.53170776367187,0,214,10,0,-103,7641.24]
["2009-10-12T02:40:36",59.965999603271484,3747.339599609375,350,155.53170776367187,0,214.5,10,0,-103,7641.57]
["2009-10-12T02:40:40",59.971000671386719,3749.75,350,155.53170776367187,0,215,10,0,-103,7641.9]
["2009-10-12T02:40:44",59.972000122070313,3744.6826171875,350,155.53170776367187,0,215.5,10,0,-103,7642.23]
["2009-10-12T02:40:48",59.972000122070313,3743.14892578125,350,155.53170776367187,0,216,10,0,-103,7642.56]
["2009-10-12T02:40:52",59.972999572753906,3739.45263671875,350,160.44723510742187,0,216.5,10,0,-103,7642.89]
["2009-10-12T02:40:56",59.971000671386719,3731.82958984375,350,160.44723510742187,0,217,10,0,-103,7643.22]
["2009-10-12T02:41:00",59.981998443603516,3736.2294921875,350,160.44723510742187,0,217.5,10,0,-103,7643.55]
["2009-10-12T02:41:04",59.985000610351563,3733.433837890625,350,160.44723510742187,0,218,10,0,-103,7643.88]
["2009-10-12T02:41:08",59.98699951171875,3730.509765625,350,160.44723510742187,0,218.5,10,0,-103,7644.21]
["2009-10-12T02:41:12",59.988998413085937,3725.458740234375,350,163.95860290527344,0,219,10,0,-103,7644.54]
["2009-10-12T02:41:16",59.98699951171875,3720.10791015625,350,163.95860290527344,0,219.5,10,0,-103,7644.87]
["2009-10-12T02:41:20",59.993999481201172,3725.661376953125,350,163.95860290527344,0,220,10,0,-103,7645.2]
["2009-10-12T02:41:24",60.000999450683594,3727.754150390625,350,163.95860290527344,0,220.5,10,0,-103,7645.53]
["2009-10-12T02:41:28",60.004001617431641,3727.683349609375,350,163.95860290527344,0,221,10,0,-103,7645.86]
["2009-10-12T02:41:32",60.012001037597656,3725.01220703125,350,166.07244873046875,0,221.5,10,0,-103,7646.19]
["2009-10-12T02:41:36",60.019001007080078,3726.015625,350,166.07244873046875,0,222,10,0,-103,7646.52]
["2009-10-12T02:41:40",60.025001525878906,3716.37451171875,350,166.07244873046875,0,222.5,10,0,-103,7646.85]
["2009-10-12T02:41:44",60.027000427246094,3717.559814453125,350,166.07244873046875,0,223,10,0,-103,7647.18]
["2009-10-12T02:41:48",60.028999328613281,3715.166015625,350,166.07244873046875,0,223.5,10,0,-103,7647.51]
["2009-10-12T02:41:52",60.035999298095703,3710.283447265625,350,163.76658630371094,0,224,10,0,-103,7647.84]
["2009-10-12T02:41:56",60.036998748779297,3699.355712890625,350,163.76658630371094,0,224.5,10,0,-103,7648.17]
["2009-10-12T02:42:00",60.041000366210938,3704.59130859375,350,163.76658630371094,0,225,10,0,-103,7648.5]
["2009-10-12T02:42:04",60.043998718261719,3702.482421875,350,163.76658630371094,0,225.5,10,0,-103,7648.83]
["2009-10-12T02:42:08",60.046001434326172,3700.825927734375,350,163.76658630371094,0,226,10,0,-103,7649.16]
["2009-10-12T02:42:12",60.046001434326172,3699.72607421875,350,165.1016845703125,0,226.5,10,0,-103,7649.49]
["2009-10-12T02:42:16",60.042999267578125,3690.477294921875,350,165.1016845703125,0,227,10,0,-103,7649.82]
["2009-10-12T02:42:20",60.043998718261719,3696.877197265625,350,165.1016845703125,0,227.5,10,0,-103,7650.15]
["2009-10-12T02:42:24",60.042999267578125,3696.541259765625,350,165.1016845703125,0,228,10,0,-103,7650.48]
["2009-10-12T02:42:28",60.040000915527344,3698.68603515625,350,165.1016845703125,0,228.5,10,0,-103,7650.81]
["2009-10-12T02:42:32",60.03900146484375,3698.786865234375,350,165.47639465332031,0,229,10,0,-103,7651.14]
["2009-10-12T02:42:36",60.035999298095703,3700.105712890625,350,165.47639465332031,0,229.5,10,0,-103,7651.47]
["2009-10-12T02:42:40",60.033000946044922,3701.121826171875,350,165.47639465332031,0,230,10,0,-103,7651.8]
["2009-10-12T02:42:44",60.036998748779297,3701.61376953125,350,165.47639465332031,0,230.5,10,0,-103,7652.13]
["2009-10-12T02:42:48",60.034999847412109,3702.91259765625,350,165.47639465332031,0,231,10,0,-103,7652.46]
["2009-10-12T02:42:52",60.033000946044922,3705.5224609375,350,206.4591064453125,0,231.5,10,0,-103,7652.79]
["2009-10-12T02:42:56",60.033000946044922,3704.08740234375,350,206.4591064453125,0,232,10,0,-103,7616]
["2009-10-12T02:43:00",60.032001495361328,3703.706298828125,335,206.4591064453125,0,232.5,10,0,-103,7626]
["2009-10-12T02:43:04",60.034000396728516,3705.435302734375,335,206.4591064453125,0,233,10,0,-103,7632]
["2009-10-12T02:43:08",60.036998748779297,3702.587890625,335,206.4591064453125,0,233.5,10,0,-103,7632]
["2009-10-12T02:43:12",60.034999847412109,3701.94189453125,335,211.25604248046875,0,234,10,0,-103,7632]
["2009-10-12T02:43:16",60.03900146484375,3703.31787109375,335,211.25604248046875,1,234.5,10,0,-103,7632]
["2009-10-12T02:43:20",60.03900146484375,3702.52490234375,335,211.25604248046875,1,235,10,0,-103,7632]
["2009-10-12T02:43:24",60.034000396728516,3703.843505859375,335,211.25604248046875,1,235.5,10,0,-103,7632]
["2009-10-12T02:43:28",60.036998748779297,3702.517578125,335,211.25604248046875,1,236,10,0,-103,7632]
["2009-10-12T02:43:32",60.036998748779297,3692.427001953125,335,214.34669494628906,1,236.5,10,0,-103,7632]
["2009-10-12T02:43:36",60.040000915527344,3700.27587890625,335,214.34669494628906,1,237,10,0,-103,7632]
["2009-10-12T02:43:40",60.044998168945313,3697.728515625,335,214.34669494628906,1,237.5,10,0,-103,7632]
["2009-10-12T02:43:44",60.041999816894531,3697.368408203125,335,214.34669494628906,2,238,10,0,-103,7632]
["2009-10-12T02:43:48",60.040000915527344,3698.42919921875,335,214.34669494628906,3,238.5,10,0,-103,7632]
["2009-10-12T02:43:52",60.046001434326172,3693.583740234375,335,212.17269897460937,4,239,10,0,-103,7632]
["2009-10-12T02:43:56",60.034000396728516,3696.79833984375,335,212.17269897460937,5,239.5,10,0,-103,7632]
["2009-10-12T02:44:00",60.03900146484375,3701.791015625,335,212.17269897460937,6,240,10,0,-103,7632]
["2009-10-12T02:44:04",60.036998748779297,3700.75341796875,335,212.17269897460937,7,240.5,10,0,-103,7632]
["2009-10-12T02:44:08",60.033000946044922,3705.212646484375,335,212.17269897460937,8,241,10,0,-103,7632]
["2009-10-12T02:44:12",60.030998229980469,3707.28662109375,335,215.59817504882812,9,241.5,10,0,-103,7632]
["2009-10-12T02:44:16",60.027000427246094,3707.34033203125,335,215.59817504882812,10,242,10,0,-103,7632]
["2009-10-12T02:44:20",60.032001495361328,3707.3837890625,335,215.59817504882812,11,242.5,10,0,-103,7632]
["2009-10-12T02:44:24",60.030998229980469,3707.615234375,335,215.59817504882812,12,243,10,0,-103,7632]
["2009-10-12T02:44:28",60.03900146484375,3703.74609375,335,215.59817504882812,13,243.5,10,0,-103,7632]
["2009-10-12T02:44:32",60.037998199462891,3700.847412109375,335,218.32725524902344,14,244,10,0,-103,7632]
["2009-10-12T02:44:36",60.034999847412109,3702.212158203125,335,218.32725524902344,15,244.5,10,0,-103,7632]
["2009-10-12T02:44:40",60.040000915527344,3700.3974609375,335,218.32725524902344,16,245,10,0,-103,7632]
["2009-10-12T02:44:44",60.034999847412109,3700.366455078125,335,218.32725524902344,16,245.5,10,0,-103,7632]
["2009-10-12T02:44:48",60.040000915527344,3700.66162109375,335,218.32725524902344,16,246,10,0,-103,7632]
["2009-10-12T02:44:52",60.044998168945313,3695.688232421875,335,217.37942504882812,16,246.5,10,0,-103,7632]
["2009-10-12T02:44:56",60.041999816894531,3693.82421875,335,217.37942504882812,16,247,10,0,-103,7632]
["2009-10-12T02:45:00",60.043998718261719,3696.89697265625,335,217.37942504882812,16,247.5,10,0,-103,7631]
["2009-10-12T02:45:04",60.041000366210938,3697.50244140625,335,217.37942504882812,16,248,10,0,-103,7625]
["2009-10-12T02:45:08",60.040000915527344,3699.4267578125,335,217.37942504882812,16,248.5,10,0,-103,7623]
["2009-10-12T02:45:12",60.043998718261719,3699.806396484375,335,214.83035278320312,16,249,10,0,-103,7621]
["2009-10-12T02:45:16",60.03900146484375,3697.6806640625,335,214.83035278320312,16,249.5,10,0,-103,7623]
["2009-10-12T02:45:20",60.041999816894531,3698.35888671875,335,214.83035278320312,16,250,10,0,-103,7625]
["2009-10-12T02:45:24",60.037998199462891,3699.0771484375,335,214.83035278320312,16,250.5,10,0,-103,7627]
["2009-10-12T02:45:28",60.036998748779297,3701.591796875,335,214.83035278320312,16,251,10,0,-103,7628]
["2009-10-12T02:45:32",60.037998199462891,3700.142822265625,335,227.65591430664062,16,251.5,10,0,-103,7628]
["2009-10-12T02:45:36",60.03900146484375,3701.139404296875,335,227.65591430664062,16,252,10,0,-103,7629]
["2009-10-12T02:45:40",60.037998199462891,3700.264404296875,335,227.65591430664062,16,252.5,10,0,-103,7630]
["2009-10-12T02:45:44",60.040000915527344,3699.72119140625,335,227.65591430664062,16,253,10,0,-103,7631]
["2009-10-12T02:45:48",60.036998748779297,3699.505126953125,335,227.65591430664062,16,253.5,10,0,-103,7635]
["2009-10-12T02:45:52",60.03900146484375,3699.216064453125,335,225.01808166503906,16,254,10,0,-103,7638]
["2009-10-12T02:45:56",60.035999298095703,3700.661376953125,335,225.01808166503906,16,254.5,10,0,-103,7639]
["2009-10-12T02:46:00",60.033000946044922,3702.967529296875,335,225.01808166503906,16,255,10,0,-103,7642]
["2009-10-12T02:46:04",60.029998779296875,3704.95166015625,335,225.01808166503906,16,255.5,10,0,-103,7644]
["2009-10-12T02:46:08",60.032001495361328,3705.621337890625,335,225.01808166503906,16,256,10,0,-103,7645]
["2009-10-12T02:46:12",60.041999816894531,3701.981201171875,335,228.36515808105469,16,256.5,10,0,-103,7647]
["2009-10-12T02:46:16",60.035999298095703,3700.7470703125,335,228.36515808105469,16,257,10,0,-103,7648]
["2009-10-12T02:46:20",60.032001495361328,3705.059326171875,335,228.36515808105469,16,257.5,10,0,-103,7649]
["2009-10-12T02:46:24",60.034000396728516,3704.44873046875,335,228.36515808105469,16,258,10,0,-103,7650]
["2009-10-12T02:46:28",60.032001495361328,3703.61962890625,335,228.36515808105469,16,258.5,10,0,-103,7651]
["2009-10-12T02:46:32",60.042999267578125,3701.431640625,335,234.07533264160156,16,259,10,0,-103,7652]
["2009-10-12T02:46:36",60.041999816894531,3696.24951171875,335,234.07533264160156,16,259.5,10,0,-103,7653]
["2009-10-12T02:46:40",60.040000915527344,3693.51806640625,335,234.07533264160156,16,260,10,0,-103,7654]
["2009-10-12T02:46:44",60.042999267578125,3695.197021484375,335,234.07533264160156,16,260.5,10,0,-103,7655]
["2009-10-12T02:46:48",60.041000366210938,3693.7861328125,335,234.07533264160156,16,261,10,0,-103,7655]
["2009-10-12T02:46:52",60.037998199462891,3694.92626953125,335,228.79815673828125,16,261.5,10,0,-103,7656]
["2009-10-12T02:46:56",60.043998718261719,3694.159423828125,335,228.79815673828125,16,262,10,0,-103,7656]
["2009-10-12T02:47:00",60.035999298095703,3692.686279296875,335,228.79815673828125,16,262.5,10,0,-103,7657]
["2009-10-12T02:47:04",60.041000366210938,3693.39013671875,335,228.79815673828125,16,263,10,0,-103,7657]
["2009-10-12T02:47:08",60.042999267578125,3690.951416015625,335,228.79815673828125,16,263.5,10,0,-103,7658]
["2009-10-12T02:47:12",60.035999298095703,3692.042236328125,335,229.46696472167969,16,264,10,0,-103,7658]
["2009-10-12T02:47:16",60.03900146484375,3694.1171875,335,229.46696472167969,16,264.5,10,0,-103,7659]
["2009-10-12T02:47:20",60.034000396728516,3695.580810546875,335,229.46696472167969,16,265,10,0,-103,7659]
["2009-10-12T02:47:24",60.034999847412109,3695.4912109375,335,229.46696472167969,16,265.5,10,0,-103,7659]
["2009-10-12T02:47:28",60.035999298095703,3696.486328125,335,229.46696472167969,16,266,10,0,-103,7660]
["2009-10-12T02:47:32",60.029998779296875,3699.1708984375,335,228.98016357421875,16,266.5,10,0,-103,7660]
["2009-10-12T02:47:36",60.030998229980469,3699.251220703125,335,228.98016357421875,16,267,10,0,-103,7661]
["2009-10-12T02:47:40",60.032001495361328,3699.105224609375,335,228.98016357421875,16,267.5,10,0,-103,7661]
["2009-10-12T02:47:44",60.032001495361328,3698.954345703125,335,228.98016357421875,16,268,10,0,-103,7662]
["2009-10-12T02:47:48",60.032001495361328,3698.27734375,335,228.98016357421875,16,268.5,10,0,-103,7662]
["2009-10-12T02:47:52",60.036998748779297,3695.9404296875,335,219.97555541992187,16,269,10,0,-103,7663]
["2009-10-12T02:47:56",60.03900146484375,3693.2236328125,335,219.97555541992187,16,269.5,10,0,-103,7663]
["2009-10-12T02:48:00",60.035999298095703,3691.9189453125,335,219.97555541992187,16,270,10,0,-103,7664]
["2009-10-12T02:48:04",60.041000366210938,3691.58154296875,335,219.97555541992187,16,270.5,10,0,-103,7664]
["2009-10-12T02:48:08",60.034999847412109,3693.3017578125,335,219.97555541992187,16,271,10,0,-103,7665]
["2009-10-12T02:48:12",60.037998199462891,3694.331298828125,335,229.08924865722656,16,271.5,10,0,-103,7666]
["2009-10-12T02:48:16",60.041000366210938,3693.6171875,335,229.08924865722656,16,272,10,0,-103,7666]
["2009-10-12T02:48:20",60.035999298095703,3694.27001953125,335,229.08924865722656,16,272.5,10,0,-103,7667]
["2009-10-12T02:48:24",60.034000396728516,3693.74755859375,335,229.08924865722656,16,273,10,0,-103,7668]
["2009-10-12T02:48:28",60.040000915527344,3691.4453125,335,229.08924865722656,16,273.5,10,0,-103,7668]
["2009-10-12T02:48:32",60.036998748779297,3691.798828125,335,229.66326904296875,16,274,10,0,-103,7669]
["2009-10-12T02:48:36",60.035999298095703,3693.72705078125,335,229.66326904296875,16,274.5,10,0,-103,7669]
["2009-10-12T02:48:40",60.037998199462891,3692.640625,335,229.66326904296875,16,275,10,0,-103,7670]
["2009-10-12T02:48:44",60.037998199462891,3689.01953125,335,229.66326904296875,16,275.5,10,0,-103,7670]
["2009-10-12T02:48:48",60.033000946044922,3690.091796875,335,229.66326904296875,16,276,10,0,-103,7671]
["2009-10-12T02:48:52",60.034000396728516,3693.32080078125,335,229.23385620117187,16,276.5,10,0,-103,7671]
["2009-10-12T02:48:56",60.028999328613281,3695.224853515625,335,229.23385620117187,16,277,10,0,-103,7672]
["2009-10-12T02:49:00",60.029998779296875,3693.41162109375,335,229.23385620117187,16,277.5,10,0,-103,7673]
["2009-10-12T02:49:04",60.0260009765625,3696.02587890625,335,229.23385620117187,16,278,10,0,-103,7673]
["2009-10-12T02:49:08",60.020999908447266,3699.0615234375,350,229.23385620117187,16,278.5,10,0,-103,7673]
["2009-10-12T02:49:12",60.022998809814453,3698.93505859375,350,231.40988159179687,16,279,10,0,-103,7673]
["2009-10-12T02:49:16",60.020999908447266,3700.544189453125,350,231.40988159179687,16,279.5,10,0,-103,7673]
["2009-10-12T02:49:20",60.025001525878906,3698.595703125,350,231.40988159179687,16,280,10,0,-103,7673]
["2009-10-12T02:49:24",60.0260009765625,3699.913818359375,350,231.40988159179687,16,280.5,10,0,-103,7673]
["2009-10-12T02:49:28",60.023998260498047,3701.30126953125,350,231.40988159179687,16,281,10,0,-103,7673]
["2009-10-12T02:49:32",60.025001525878906,3701.3486328125,350,218.62228393554687,16,281.5,10,0,-103,7673]
["2009-10-12T02:49:36",60.022998809814453,3701.70166015625,350,218.62228393554687,16,282,10,0,-103,7673]
["2009-10-12T02:49:40",60.0260009765625,3701.96484375,350,218.62228393554687,16,282.5,10,0,-103,7673]
["2009-10-12T02:49:44",60.0260009765625,3700.2412109375,350,218.62228393554687,16,283,10,0,-103,7673]
["2009-10-12T02:49:48",60.020999908447266,3701.26806640625,350,218.62228393554687,16,283.5,10,0,-103,7673]
["2009-10-12T02:49:52",60.025001525878906,3700.58740234375,350,213.53585815429687,16,284,10,0,-103,7673]
["2009-10-12T02:49:56",60.022998809814453,3700.1767578125,350,213.53585815429687,16,284.5,10,0,-103,7673]
["2009-10-12T02:50:00",60.023998260498047,3700.27734375,350,213.53585815429687,16,285,10,0,-103,7673]
["2009-10-12T02:50:04",60.022998809814453,3700.86279296875,350,213.53585815429687,16,285.5,10,0,-103,7674]
["2009-10-12T02:50:08",60.025001525878906,3700.052490234375,350,213.53585815429687,16,286,10,0,-103,7675]
["2009-10-12T02:50:12",60.020000457763672,3700.96484375,350,225.65185546875,16,286.5,10,0,-103,7676]
["2009-10-12T02:50:16",60.014999389648438,3703.51611328125,350,225.65185546875,16,287,10,0,-103,7677]
["2009-10-12T02:50:20",60.016998291015625,3703.67236328125,350,225.65185546875,16,287.5,10,0,-103,7678]
["2009-10-12T02:50:24",60.014999389648438,3703.00341796875,350,225.65185546875,16,288,10,0,-103,7679]
["2009-10-12T02:50:28",60.016998291015625,3702.99951171875,350,225.65185546875,16,288.5,10,0,-103,7680]
["2009-10-12T02:50:32",60.009998321533203,3703.918212890625,350,212.57363891601562,16,289,10,0,-103,7681]
["2009-10-12T02:50:36",60.001998901367188,3703.775390625,350,212.57363891601562,16,289.5,10,0,-103,7682]
["2009-10-12T02:50:40",59.999000549316406,3701.53369140625,350,212.57363891601562,16,290,10,0,-103,7684]
["2009-10-12T02:50:44",60.002998352050781,3700.88037109375,350,212.57363891601562,16,290.5,10,0,-103,7685]
["2009-10-12T02:50:48",60.000999450683594,3701.388916015625,350,212.57363891601562,16,291,10,0,-103,7687]
["2009-10-12T02:50:52",59.993000030517578,3700.67138671875,350,219.89729309082031,16,291.5,10,0,-103,7689]
["2009-10-12T02:50:56",59.988998413085937,3700.97705078125,350,219.89729309082031,16,292,10,0,-103,7690]
["2009-10-12T02:51:00",59.985000610351563,3699.853759765625,350,219.89729309082031,16,292.5,10,0,-103,7692]
["2009-10-12T02:51:04",59.986000061035156,3700.34228515625,350,219.89729309082031,16,293,10,0,-103,7692]
["2009-10-12T02:51:08",59.980998992919922,3700.789306640625,350,219.89729309082031,16,293.5,10,0,-103,7693]
["2009-10-12T02:51:12",59.977001190185547,3703.165771484375,350,231.17539978027344,16,294,10,0,-103,7693]
["2009-10-12T02:51:16",59.976001739501953,3704.78466796875,350,231.17539978027344,16,294.5,10,0,-103,7694]
["2009-10-12T02:51:20",59.9739990234375,3706.9580078125,350,231.17539978027344,16,295,10,0,-103,7694]
["2009-10-12T02:51:24",59.974998474121094,3706.54296875,350,231.17539978027344,16,295.5,10,0,-103,7695]
["2009-10-12T02:51:28",59.971000671386719,3707.026611328125,350,231.17539978027344,16,296,10,0,-103,7695]
["2009-10-12T02:51:32",59.976001739501953,3710.53125,350,226.63412475585937,16,296.5,10,0,-103,7695]
["2009-10-12T02:51:36",59.979999542236328,3708.01806640625,350,226.63412475585937,16,297,10,0,-103,7696]
["2009-10-12T02:51:40",59.981998443603516,3706.342529296875,350,226.63412475585937,16,297.5,10,0,-103,7696]
["2009-10-12T02:51:44",59.983001708984375,3706.310546875,350,226.63412475585937,16,298,10,0,-103,7697]
["2009-10-12T02:51:48",59.979000091552734,3706.1904296875,350,226.63412475585937,16,298.5,10,0,-103,7697]
["2009-10-12T02:51:52",59.976001739501953,3709.408935546875,350,227.25506591796875,16,299,10,0,-103,7697]
["2009-10-12T02:51:56",59.977001190185547,3708.530517578125,350,227.25506591796875,16,299.5,10,0,-103,7698]
["2009-10-12T02:52:00",59.978000640869141,3707.239990234375,350,227.25506591796875,16,300,10,0,-103,7698]
["2009-10-12T02:52:04",59.971000671386719,3709.961181640625,350,227.25506591796875,16,300.5,10,0,-103,7698.33]
["2009-10-12T02:52:08",59.970001220703125,3711.98046875,350,227.25506591796875,16,301,10,0,-103,7698.66]
["2009-10-12T02:52:12",59.990001678466797,3707.86669921875,350,229.29022216796875,16,301.5,10,0,-103,7698.99]
["2009-10-12T02:52:16",59.999000549316406,3705.63916015625,350,229.29022216796875,16,302,10,0,-103,7699.32]
["2009-10-12T02:52:20",59.998001098632813,3703.19091796875,350,229.29022216796875,16,302.5,10,0,-103,7699.65]
["2009-10-12T02:52:24",60.002998352050781,3699.510009765625,350,229.29022216796875,16,303,10,0,-103,7699.98]
["2009-10-12T02:52:28",60.005001068115234,3698.13671875,350,229.29022216796875,16,303.5,10,0,-103,7700.31]
["2009-10-12T02:52:32",60.01300048828125,3698.668212890625,350,221.46136474609375,16,304,10,0,-103,7700.64]
["2009-10-12T02:52:36",60.021999359130859,3697.868408203125,350,221.46136474609375,16,304.5,10,0,-103,7700.97]
["2009-10-12T02:52:40",60.025001525878906,3693.912109375,350,221.46136474609375,16,305,10,0,-103,7701.3]
["2009-10-12T02:52:44",60.023998260498047,3688.30126953125,350,221.46136474609375,16,305.5,10,0,-103,7701.63]
["2009-10-12T02:52:48",60.028999328613281,3689.14306640625,350,221.46136474609375,16,306,10,0,-103,7701.96]
["2009-10-12T02:52:52",60.028999328613281,3687.8779296875,350,241.27436828613281,16,306.5,10,0,-103,7702.29]
["2009-10-12T02:52:56",60.027999877929687,3686.68310546875,350,241.27436828613281,16,307,10,0,-103,7702.62]
["2009-10-12T02:53:00",60.032001495361328,3685.576171875,350,241.27436828613281,16,307.5,10,0,-103,7702.95]
["2009-10-12T02:53:04",60.030998229980469,3686.41796875,350,241.27436828613281,16,308,10,0,-103,7703.28]
["2009-10-12T02:53:08",60.021999359130859,3687.873046875,350,241.27436828613281,16,308.5,10,0,-103,7703.61]
["2009-10-12T02:53:12",60.019001007080078,3690.42578125,350,243.07185363769531,16,309,10,0,-103,7703.94]
["2009-10-12T02:53:16",60.016998291015625,3692.71533203125,350,243.07185363769531,16,309.5,10,0,-103,7704.27]
["2009-10-12T02:53:20",60.015998840332031,3692.461669921875,350,243.07185363769531,16,310,10,0,-103,7704.6]
["2009-10-12T02:53:24",60.014999389648438,3693.248779296875,350,243.07185363769531,16,310.5,10,0,-103,7704.93]
["2009-10-12T02:53:28",60.008998870849609,3695.124267578125,350,243.07185363769531,16,311,10,0,-103,7705.26]
["2009-10-12T02:53:32",60.007999420166016,3694.74072265625,350,241.67021179199219,16,311.5,10,0,-103,7705.59]
["2009-10-12T02:53:36",60.005001068115234,3693.74951171875,350,241.67021179199219,16,312,10,0,-103,7705.92]
["2009-10-12T02:53:40",59.999000549316406,3692.80615234375,350,241.67021179199219,16,312.5,10,0,-103,7706.25]
["2009-10-12T02:53:44",59.999000549316406,3691.40673828125,350,241.67021179199219,16,313,10,0,-103,7706.58]
["2009-10-12T02:53:48",59.998001098632813,3690.587646484375,350,241.67021179199219,16,313.5,10,0,-103,7706.91]
["2009-10-12T02:53:52",59.993999481201172,3688.482666015625,350,228.14930725097656,16,314,10,0,-103,7707.24]
["2009-10-12T02:53:56",59.993000030517578,3689.553466796875,350,228.14930725097656,16,314.5,10,0,-103,7707.57]
["2009-10-12T02:54:00",59.985000610351563,3689.735595703125,350,228.14930725097656,16,315,10,0,-103,7707.9]
["2009-10-12T02:54:04",59.987998962402344,3688.240234375,350,228.14930725097656,16,315.5,10,0,-103,7708.23]
["2009-10-12T02:54:08",59.985000610351563,3687.475341796875,350,228.14930725097656,16,316,10,0,-103,7708.56]
["2009-10-12T02:54:12",59.983001708984375,3685.65966796875,350,235.12898254394531,16,316.5,10,0,-103,7708.89]
["2009-10-12T02:54:16",59.986000061035156,3684.33349609375,350,235.12898254394531,16,317,10,0,-103,7709.22]
["2009-10-12T02:54:20",59.990001678466797,3683.73486328125,350,235.12898254394531,16,317.5,10,0,-103,7709.55]
["2009-10-12T02:54:24",59.985000610351563,3683.81103515625,350,235.12898254394531,16,318,10,0,-103,7709.88]
["2009-10-12T02:54:28",59.983001708984375,3684.2578125,350,235.12898254394531,16,318.5,10,0,-103,7710.21]
["2009-10-12T02:54:32",59.981998443603516,3685.091796875,350,246.43313598632812,16,319,10,0,-103,7710.54]
["2009-10-12T02:54:36",59.978000640869141,3685.0869140625,350,246.43313598632812,16,319.5,10,0,-103,7710.87]
["2009-10-12T02:54:40",59.974998474121094,3685.196044921875,350,246.43313598632812,16,320,10,0,-103,7711.2]
["2009-10-12T02:54:44",59.974998474121094,3688.4169921875,350,246.43313598632812,16,320.5,10,0,-103,7711.53]
["2009-10-12T02:54:48",59.976001739501953,3687.84765625,350,246.43313598632812,16,321,10,0,-103,7711.86]
["2009-10-12T02:54:52",59.981998443603516,3685.7822265625,350,236.55354309082031,16,321.5,10,0,-103,7712.19]
["2009-10-12T02:54:56",59.979000091552734,3685.142578125,350,236.55354309082031,16,322,10,0,-103,7712.52]
["2009-10-12T02:55:00",59.977001190185547,3684.09326171875,350,236.55354309082031,16,322.5,10,0,-103,7712.85]
["2009-10-12T02:55:04",59.978000640869141,3682.814208984375,350,236.55354309082031,16,323,10,0,-103,7713.18]
["2009-10-12T02:55:08",59.979000091552734,3682.36572265625,350,236.55354309082031,16,323.5,10,0,-103,7713.51]
["2009-10-12T02:55:12",59.980998992919922,3682.85546875,350,230.29756164550781,16,324,10,0,-103,7713.84]
["2009-10-12T02:55:16",59.978000640869141,3684.0517578125,350,230.29756164550781,16,324.5,10,0,-103,7714.17]
["2009-10-12T02:55:20",59.978000640869141,3686.048828125,350,230.29756164550781,16,325,10,0,-103,7714.5]
["2009-10-12T02:55:24",59.983001708984375,3685.286376953125,350,230.29756164550781,16,325.5,10,0,-103,7714.83]
["2009-10-12T02:55:28",59.990001678466797,3682.416015625,350,230.29756164550781,16,326,10,0,-103,7715.16]
["2009-10-12T02:55:32",59.993000030517578,3679.012451171875,350,231.175537109375,16,326.5,10,0,-103,7715.49]
["2009-10-12T02:55:36",59.987998962402344,3671.76123046875,350,231.175537109375,16,327,10,0,-103,7715.82]
["2009-10-12T02:55:40",59.990001678466797,3670.159423828125,350,231.175537109375,16,327.5,10,0,-103,7716.15]
["2009-10-12T02:55:44",59.993999481201172,3680.17626953125,350,231.175537109375,16,328,10,0,-103,7716.48]
["2009-10-12T02:55:48",59.993999481201172,3682.700439453125,350,231.175537109375,16,328.5,10,0,-103,7716.81]
["2009-10-12T02:55:52",59.993000030517578,3685.0302734375,350,225.61763000488281,16,329,10,0,-103,7717.14]
["2009-10-12T02:55:56",59.984001159667969,3684.1650390625,350,225.61763000488281,16,329.5,10,0,-103,7717.47]
["2009-10-12T02:56:00",59.985000610351563,3685.583740234375,350,225.61763000488281,16,330,10,0,-103,7717.8]
["2009-10-12T02:56:04",59.98699951171875,3684.586669921875,350,225.61763000488281,16,330.5,10,0,-103,7718.13]
["2009-10-12T02:56:08",59.98699951171875,3683.67431640625,350,225.61763000488281,16,331,10,0,-103,7718.46]
["2009-10-12T02:56:12",59.981998443603516,3684.24462890625,350,230.73442077636719,16,331.5,10,0,-103,7718.79]
["2009-10-12T02:56:16",59.981998443603516,3685.589111328125,350,230.73442077636719,16,332,10,0,-103,7719.12]
["2009-10-12T02:56:20",59.992000579833984,3682.578857421875,350,230.73442077636719,16,332.5,10,0,-103,7719.45]
["2009-10-12T02:56:24",60,3682.1376953125,350,230.73442077636719,16,333,10,0,-103,7719.78]
["2009-10-12T02:56:28",60.002998352050781,3681.68896484375,350,230.73442077636719,16,333.5,10,0,-103,7720.11]
["2009-10-12T02:56:32",60.001998901367188,3681.650390625,350,234.84710693359375,16,334,10,0,-103,7720.44]
["2009-10-12T02:56:36",60.001998901367188,3680.1669921875,350,234.84710693359375,16,334.5,10,0,-103,7720.77]
["2009-10-12T02:56:40",60.004001617431641,3679.42919921875,350,234.84710693359375,16,335,10,0,-103,7721.1]
["2009-10-12T02:56:44",60.006000518798828,3678.981201171875,350,234.84710693359375,16,335.5,10,0,-103,7721.43]
["2009-10-12T02:56:48",60.012001037597656,3676.796142578125,350,234.84710693359375,16,336,10,0,-103,7721.76]
["2009-10-12T02:56:52",60.020999908447266,3674.797607421875,350,228.96092224121094,16,336.5,10,0,-103,7722.09]
["2009-10-12T02:56:56",60.020999908447266,3671.14501953125,350,228.96092224121094,16,337,10,0,-103,7722.42]
["2009-10-12T02:57:00",60.018001556396484,3673.64794921875,350,228.96092224121094,16,337.5,10,0,-103,7722.75]
["2009-10-12T02:57:04",60.020000457763672,3675.86474609375,350,228.96092224121094,16,338,10,0,-103,7723.08]
["2009-10-12T02:57:08",60.018001556396484,3676.40380859375,350,228.96092224121094,16,338.5,10,0,-103,7723.41]
["2009-10-12T02:57:12",60.019001007080078,3677.184814453125,350,231.17791748046875,16,339,10,0,-103,7723.74]
["2009-10-12T02:57:16",60.018001556396484,3678.828369140625,350,231.17791748046875,16,339.5,10,0,-103,7724.07]
["2009-10-12T02:57:20",60.015998840332031,3678.91455078125,350,231.17791748046875,16,340,10,0,-103,7724.4]
["2009-10-12T02:57:24",60.015998840332031,3678.5986328125,350,231.17791748046875,16,340.5,10,0,-103,7724.73]
["2009-10-12T02:57:28",60.013999938964844,3678.25048828125,350,231.17791748046875,16,341,10,0,-103,7725.06]
["2009-10-12T02:57:32",60.01300048828125,3677.2509765625,350,236.48928833007812,16,341.5,10,0,-103,7725.39]
["2009-10-12T02:57:36",60.014999389648438,3674.66943359375,350,236.48928833007812,16,342,10,0,-103,7725.72]
["2009-10-12T02:57:40",60.015998840332031,3674.40185546875,350,236.48928833007812,16,342.5,10,0,-103,7726.05]
["2009-10-12T02:57:44",60.020999908447266,3672.96875,350,236.48928833007812,16,343,10,0,-103,7726.38]
["2009-10-12T02:57:48",60.020000457763672,3671.98193359375,350,236.48928833007812,16,343.5,10,0,-103,7726.71]
["2009-10-12T02:57:52",60.023998260498047,3670.821044921875,350,245.03892517089844,16,344,10,0,-103,7727.04]
["2009-10-12T02:57:56",60.025001525878906,3671.53857421875,350,245.03892517089844,16,344.5,10,0,-103,7727.37]
["2009-10-12T02:58:00",60.021999359130859,3674.009521484375,350,245.03892517089844,16,345,10,0,-103,7727.7]
["2009-10-12T02:58:04",60.021999359130859,3675.2841796875,350,245.03892517089844,16,345.5,10,0,-103,7728.03]
["2009-10-12T02:58:08",60.027000427246094,3675.70361328125,350,245.03892517089844,16,346,10,0,-103,7728.36]
["2009-10-12T02:58:12",60.027999877929687,3671.3427734375,350,223.60568237304687,16,346.5,10,0,-103,7728.69]
["2009-10-12T02:58:16",60.032001495361328,3668.65380859375,350,223.60568237304687,16,347,10,0,-103,7729.02]
["2009-10-12T02:58:20",60.029998779296875,3666.312255859375,350,223.60568237304687,16,347.5,10,0,-103,7729.35]
["2009-10-12T02:58:24",60.020999908447266,3657.1640625,350,223.60568237304687,16,348,10,0,-103,7729.68]
["2009-10-12T02:58:28",60.023998260498047,3668.637451171875,350,223.60568237304687,16,348.5,10,0,-103,7730.01]
["2009-10-12T02:58:32",60.023998260498047,3670.1123046875,350,231.11935424804687,16,349,10,0,-103,7730.34]
["2009-10-12T02:58:36",60.022998809814453,3671.33203125,350,231.11935424804687,16,349.5,10,0,-103,7730.67]
["2009-10-12T02:58:40",60.020000457763672,3672.68310546875,350,231.11935424804687,16,350,10,0,-103,7731]
["2009-10-12T02:58:44",60.020000457763672,3674.644775390625,350,231.11935424804687,16,350.5,10,0,-103,7731.33]
["2009-10-12T02:58:48",60.016998291015625,3675.970703125,350,231.11935424804687,16,351,10,0,-103,7731.66]
["2009-10-12T02:58:52",60.012001037597656,3678.313720703125,350,237.20664978027344,16,351.5,10,0,-103,7731.99]
["2009-10-12T02:58:56",60.011001586914063,3680.020263671875,350,237.20664978027344,16,352,10,0,-103,7732.32]
["2009-10-12T02:59:00",60.009998321533203,3679.5966796875,350,237.20664978027344,16,352.5,10,0,-103,7732.65]
["2009-10-12T02:59:04",60.012001037597656,3680.1103515625,350,237.20664978027344,16,353,10,0,-103,7732.98]
["2009-10-12T02:59:08",60.01300048828125,3679.127197265625,350,237.20664978027344,16,353.5,10,0,-103,7733.31]
["2009-10-12T02:59:12",60.01300048828125,3679.63671875,350,240.51637268066406,16,354,10,0,-103,7733.64]
["2009-10-12T02:59:16",60.011001586914063,3678.417724609375,350,240.51637268066406,16,354.5,10,0,-103,7733.97]
["2009-10-12T02:59:20",60.007999420166016,3679.680908203125,350,240.51637268066406,16,355,10,0,-103,7734.3]
["2009-10-12T02:59:24",60.011001586914063,3679.13818359375,350,240.51637268066406,16,355.5,10,0,-103,7734.63]
["2009-10-12T02:59:28",60.015998840332031,3678.49853515625,350,240.51637268066406,16,356,10,0,-103,7734.96]
["2009-10-12T02:59:32",60.019001007080078,3677.615234375,350,237.56605529785156,16,356.5,10,0,-103,7735.29]
["2009-10-12T02:59:36",60.019001007080078,3677.431396484375,350,237.56605529785156,16,357,10,0,-103,7735.62]
["2009-10-12T02:59:40",60.020000457763672,3677.3154296875,350,237.56605529785156,16,357.5,10,0,-103,7735.95]
["2009-10-12T02:59:44",60.018001556396484,3678.362060546875,350,237.56605529785156,16,358,10,0,-103,7736.28]
["2009-10-12T02:59:48",60.015998840332031,3680.770751953125,350,237.56605529785156,16,358.5,10,0,-103,7736.61]
["2009-10-12T02:59:52",60.022998809814453,3680.35302734375,350,231.5814208984375,16,359,10,0,-103,7736.94]
["2009-10-12T02:59:56",60.018001556396484,3679.55322265625,350,231.5814208984375,16,359.5,10,0,-103,7737.27]
["2009-10-12T03:00:00",60.015998840332031,3682.729736328125,350,231.5814208984375,16,360,10,0,-103,7737.6]
["2009-10-12T03:00:04",60.014999389648438,3681.91455078125,350,231.5814208984375,16,360.5,10,0,-103,7737.93]
["2009-10-12T03:00:08",60.004001617431641,3682.4833984375,350,231.5814208984375,16,361,10,0,-103,7738.26]
["2009-10-12T03:00:12",59.994998931884766,3685.306396484375,350,235.85084533691406,16,361.5,10,0,-103,7738.59]
["2009-10-12T03:00:16",59.981998443603516,3684.642578125,350,235.85084533691406,16,362,10,0,-103,7738.92]
["2009-10-12T03:00:20",59.970001220703125,3689.40380859375,350,235.85084533691406,16,362.5,10,0,-103,7739.25]
["2009-10-12T03:00:24",59.967998504638672,3692.96630859375,350,235.85084533691406,16,363,10,0,-103,7739.58]
["2009-10-12T03:00:28",59.967998504638672,3694.397216796875,350,235.85084533691406,16,363.5,10,0,-103,7739.91]
["2009-10-12T03:00:32",59.966999053955078,3697.406982421875,350,233.55998229980469,16,364,10,0,-103,7740.24]
["2009-10-12T03:00:36",59.964000701904297,3698.616943359375,350,233.55998229980469,16,364.5,10,0,-103,7740.57]
["2009-10-12T03:00:40",59.965999603271484,3699.85009765625,350,233.55998229980469,16,365,10,0,-103,7740.9]
["2009-10-12T03:00:44",59.963001251220703,3701.988525390625,350,233.55998229980469,16,365.5,10,0,-103,7741.23]
["2009-10-12T03:00:48",59.967998504638672,3704.0234375,350,233.55998229980469,16,366,10,0,-103,7741.56]
["2009-10-12T03:00:52",59.970001220703125,3702.98828125,350,219.00999450683594,16,366.5,10,0,-103,7741.89]
["2009-10-12T03:00:56",59.972999572753906,3704.8994140625,350,219.00999450683594,16,367,10,0,-103,7742.22]
["2009-10-12T03:01:00",59.976001739501953,3704.29345703125,350,219.00999450683594,16,367.5,10,0,-103,7742.55]
["2009-10-12T03:01:04",59.974998474121094,3701.94384765625,350,219.00999450683594,16,368,10,0,-103,7742.88]
["2009-10-12T03:01:08",59.976001739501953,3704.6689453125,350,219.00999450683594,16,368.5,10,0,-103,7743.21]
["2009-10-12T03:01:12",59.9739990234375,3705.662353515625,350,205.33891296386719,16,369,10,0,-103,7743.54]
["2009-10-12T03:01:16",59.9739990234375,3706.7763671875,350,205.33891296386719,16,369.5,10,0,-103,7743.87]
["2009-10-12T03:01:20",59.976001739501953,3706.92822265625,350,205.33891296386719,16,370,10,0,-103,7744.2]
["2009-10-12T03:01:24",59.979000091552734,3706.3349609375,350,205.33891296386719,16,370.5,10,0,-103,7744.53]
["2009-10-12T03:01:28",59.983001708984375,3705.943115234375,350,205.33891296386719,16,371,10,0,-103,7744.86]
["2009-10-12T03:01:32",59.983001708984375,3704.77734375,350,236.28535461425781,16,371.5,10,0,-103,7745.19]
["2009-10-12T03:01:36",59.979000091552734,3705.967529296875,350,236.28535461425781,16,372,10,0,-103,7745.52]
["2009-10-12T03:01:40",59.98699951171875,3704.68310546875,350,236.28535461425781,16,372.5,10,0,-103,7745.85]
["2009-10-12T03:01:44",59.984001159667969,3704.360595703125,350,236.28535461425781,16,373,10,0,-103,7746.18]
["2009-10-12T03:01:48",59.981998443603516,3705.0498046875,350,236.28535461425781,16,373.5,10,0,-103,7746.51]
["2009-10-12T03:01:52",59.985000610351563,3703.74072265625,350,223.01573181152344,16,374,10,0,-103,7746.84]
["2009-10-12T03:01:56",59.988998413085937,3701.795166015625,350,223.01573181152344,16,374.5,10,0,-103,7747.17]
["2009-10-12T03:02:00",59.995998382568359,3701.30810546875,350,223.01573181152344,16,375,10,0,-103,7747.5]
["2009-10-12T03:02:04",59.997001647949219,3700.912841796875,350,223.01573181152344,16,375.5,10,0,-103,7747.83]
["2009-10-12T03:02:08",59.997001647949219,3699.926513671875,350,223.01573181152344,16,376,10,0,-103,7748.16]
["2009-10-12T03:02:12",59.995998382568359,3700.548583984375,350,223.01573181152344,16,376.5,10,0,-103,7748.49]
["2009-10-12T03:02:16",59.995998382568359,3700.223876953125,350,223.01573181152344,16,377,10,0,-103,7748.82]
["2009-10-12T03:02:20",60.002998352050781,3698.03173828125,350,223.01573181152344,16,377.5,10,0,-103,7749.15]
["2009-10-12T03:02:24",60.009998321533203,3699.40869140625,350,223.01573181152344,16,378,10,0,-103,7749.48]
["2009-10-12T03:02:28",60.005001068115234,3700.73828125,350,223.01573181152344,16,378.5,10,0,-103,7749.81]
["2009-10-12T03:02:32",60.006000518798828,3701.23779296875,350,223.01573181152344,16,379,10,0,-103,7750.14]
["2009-10-12T03:02:36",60.000999450683594,3700.22021484375,350,223.01573181152344,16,379.5,10,0,-103,7750.47]
["2009-10-12T03:02:40",60.004001617431641,3702.55419921875,350,223.01573181152344,16,380,10,0,-103,7750.8]
["2009-10-12T03:02:44",60.006999969482422,3701.0263671875,350,223.01573181152344,16,380.5,10,0,-103,7751.13]
["2009-10-12T03:02:48",60.007999420166016,3702.943115234375,350,223.01573181152344,16,381,10,0,-103,7751.46]
["2009-10-12T03:02:52",60.006000518798828,3703.96044921875,350,223.01573181152344,16,381.5,10,0,-103,7751.79]
["2009-10-12T03:02:56",60.005001068115234,3704.455078125,350,223.01573181152344,16,382,10,0,-103,7752.12]
["2009-10-12T03:03:00",59.999000549316406,3705.3291015625,350,223.01573181152344,16,382.5,10,0,-103,7752.45]
["2009-10-12T03:03:04",60,3704.40478515625,350,223.01573181152344,16,383,10,0,-103,7752.78]
["2009-10-12T03:03:08",60.007999420166016,3702.748046875,350,223.01573181152344,16,383.5,10,0,-103,7753.11]
["2009-10-12T03:03:12",60.014999389648438,3703.0166015625,350,223.01573181152344,16,384,10,0,-103,7753.44]
["2009-10-12T03:03:16",60.012001037597656,3703.29736328125,350,223.01573181152344,16,384.5,10,0,-103,7753.77]
["2009-10-12T03:03:20",60.005001068115234,3705.279052734375,350,223.01573181152344,16,385,10,0,-103,7754.1]
["2009-10-12T03:03:24",60.011001586914063,3704.05126953125,350,223.01573181152344,16,385.5,10,0,-103,7754.43]
["2009-10-12T03:03:28",60.01300048828125,3704.255126953125,350,223.01573181152344,16,386,10,0,-103,7754.76]
["2009-10-12T03:03:32",60.018001556396484,3703.830322265625,350,223.01573181152344,16,386.5,10,0,-103,7755.09]
["2009-10-12T03:03:36",60.019001007080078,3704.13916015625,350,223.01573181152344,16,387,10,0,-103,7755.42]
["2009-10-12T03:03:40",60.01300048828125,3705.429443359375,350,223.01573181152344,16,387.5,10,0,-103,7755.75]
["2009-10-12T03:03:44",60.008998870849609,3705.539794921875,350,223.01573181152344,16,388,10,0,-103,7756.08]
["2009-10-12T03:03:48",60.007999420166016,3705.74853515625,350,223.01573181152344,16,388.5,10,0,-103,7756.41]
["2009-10-12T03:03:52",60.011001586914063,3706.9453125,350,223.01573181152344,16,389,10,0,-103,7756.74]
["2009-10-12T03:03:56",60.020000457763672,3705.654541015625,350,223.01573181152344,16,389.5,10,0,-103,7757.07]
["2009-10-12T03:04:00",60.018001556396484,3704.223876953125,350,223.01573181152344,16,390,10,0,-103,7757.4]
["2009-10-12T03:04:04",60.019001007080078,3704.6484375,350,223.01573181152344,16,390.5,10,0,-103,7757.73]
["2009-10-12T03:04:08",60.020999908447266,3704.16650390625,350,223.01573181152344,16,391,10,0,-103,7758.06]
["2009-10-12T03:04:12",60.025001525878906,3702.00830078125,350,223.01573181152344,16,391.5,10,0,-103,7758.39]
["2009-10-12T03:04:16",60.029998779296875,3701.06298828125,350,223.01573181152344,16,392,10,0,-103,7758.72]
["2009-10-12T03:04:20",60.022998809814453,3699.369384765625,350,223.01573181152344,16,392.5,10,0,-103,7759.05]
["2009-10-12T03:04:24",60.022998809814453,3702.958740234375,350,223.01573181152344,16,393,10,0,-103,7759.38]
["2009-10-12T03:04:28",60.020000457763672,3703.62109375,350,223.01573181152344,16,393.5,10,0,-103,7759.71]
["2009-10-12T03:04:32",60.023998260498047,3703.035888671875,350,223.01573181152344,16,394,10,0,-103,7760.04]
["2009-10-12T03:04:36",60.021999359130859,3704.947265625,350,223.01573181152344,16,394.5,10,0,-103,7760.37]
["2009-10-12T03:04:40",60.025001525878906,3703.541259765625,350,223.01573181152344,16,395,10,0,-103,7760.7]
["2009-10-12T03:04:44",60.023998260498047,3703.3974609375,350,223.01573181152344,16,395.5,10,0,-103,7761.03]
["2009-10-12T03:04:48",60.018001556396484,3705.441162109375,350,223.01573181152344,16,396,10,0,-103,7761.36]
["2009-10-12T03:04:52",60.007999420166016,3710.072021484375,350,223.01573181152344,16,396.5,10,0,-103,7761.69]
["2009-10-12T03:04:56",60.016998291015625,3707.76708984375,350,223.01573181152344,16,397,10,0,-103,7762.02]
["2009-10-12T03:05:00",60.019001007080078,3708.8310546875,350,223.01573181152344,16,397.5,10,0,-103,7762.35]
["2009-10-12T03:05:04",60.015998840332031,3709.8134765625,350,223.01573181152344,16,398,10,0,-103,7762.68]
["2009-10-12T03:05:08",60.015998840332031,3709.990478515625,350,223.01573181152344,16,398.5,10,0,-103,7763.01]
["2009-10-12T03:05:12",60.015998840332031,3709.6416015625,350,223.01573181152344,16,399,10,0,-103,7763.34]
["2009-10-12T03:05:16",60.019001007080078,3709.93310546875,350,223.01573181152344,16,399.5,10,0,-103,7763.67]
["2009-10-12T03:05:20",60.013999938964844,3710.591064453125,350,223.01573181152344,16,400,10,0,-103,7764]
["2009-10-12T03:05:24",60.018001556396484,3707.696044921875,350,223.01573181152344,16,400.5,10,0,-103,7764.33]
["2009-10-12T03:05:28",60.022998809814453,3707.1201171875,350,223.01573181152344,16,401,10,0,-103,7764.66]
["2009-10-12T03:05:32",60.0260009765625,3705.84814453125,350,223.01573181152344,16,401.5,10,0,-103,7764.99]
["2009-10-12T03:05:36",60.023998260498047,3704.40576171875,350,223.01573181152344,16,402,10,0,-103,7765.32]
["2009-10-12T03:05:40",60.020000457763672,3706.5673828125,350,223.01573181152344,16,402.5,10,0,-103,7765.65]
["2009-10-12T03:05:44",60.021999359130859,3704.86865234375,350,223.01573181152344,16,403,10,0,-103,7765.98]
["2009-10-12T03:05:48",60.027999877929687,3704.7734375,350,223.01573181152344,16,403.5,10,0,-103,7766.31]
["2009-10-12T03:05:52",60.030998229980469,3702.685546875,350,223.01573181152344,16,404,10,0,-103,7766.64]
["2009-10-12T03:05:56",60.0260009765625,3703.169189453125,350,223.01573181152344,16,404.5,10,0,-103,7766.97]
["2009-10-12T03:06:00",60.028999328613281,3701.51953125,350,223.01573181152344,16,405,10,0,-103,7767.3]
["2009-10-12T03:06:04",60.033000946044922,3698.2216796875,350,223.01573181152344,16,405.5,10,0,-103,7767.63]
["2009-10-12T03:06:08",60.021999359130859,3700.27978515625,350,223.01573181152344,16,406,10,0,-103,7767.96]
["2009-10-12T03:06:12",60.019001007080078,3703.814697265625,350,223.01573181152344,16,406.5,10,0,-103,7768.29]
["2009-10-12T03:06:16",60.027999877929687,3699.9560546875,350,223.01573181152344,16,407,10,0,-103,7768.62]
["2009-10-12T03:06:20",60.014999389648438,3703.80224609375,350,223.01573181152344,16,407.5,10,0,-103,7768.95]
["2009-10-12T03:06:24",60.012001037597656,3708.52734375,350,223.01573181152344,16,408,10,0,-103,7769.28]
["2009-10-12T03:06:28",60.013999938964844,3707.6474609375,350,223.01573181152344,16,408.5,10,0,-103,7769.61]
["2009-10-12T03:06:32",60.013999938964844,3707.494873046875,350,223.01573181152344,16,409,10,0,-103,7769.94]
["2009-10-12T03:06:36",60.015998840332031,3705.39794921875,350,223.01573181152344,16,409.5,10,0,-103,7770.27]
["2009-10-12T03:06:40",60.01300048828125,3709.14404296875,350,223.01573181152344,16,410,10,0,-103,7770.6]
["2009-10-12T03:06:44",59.997001647949219,3708.291015625,350,223.01573181152344,16,410.5,10,0,-103,7770.93]
["2009-10-12T03:06:48",59.993000030517578,3707.3037109375,350,223.01573181152344,16,411,10,0,-103,7771.26]
["2009-10-12T03:06:52",59.993000030517578,3706.76025390625,350,223.01573181152344,16,411.5,10,0,-103,7771.59]
["2009-10-12T03:06:56",59.993000030517578,3706.68310546875,350,223.01573181152344,16,412,10,0,-103,7771.92]
["2009-10-12T03:07:00",59.993000030517578,3704.93359375,350,223.01573181152344,16,412.5,10,0,-103,7772.25]
["2009-10-12T03:07:04",59.987998962402344,3706.48095703125,350,223.01573181152344,16,413,10,0,-103,7772.58]
["2009-10-12T03:07:08",59.983001708984375,3706.6962890625,350,223.01573181152344,16,413.5,10,0,-103,7772.91]
["2009-10-12T03:07:12",59.979999542236328,3708.245849609375,350,223.01573181152344,16,414,10,0,-103,7773.24]
["2009-10-12T03:07:16",59.980998992919922,3710.41943359375,350,223.01573181152344,16,414.5,10,0,-103,7773.57]
["2009-10-12T03:07:20",59.978000640869141,3708.707763671875,350,223.01573181152344,16,415,10,0,-103,7773.9]
["2009-10-12T03:07:24",59.979999542236328,3709.19189453125,350,223.01573181152344,16,415.5,10,0,-103,7774.23]
["2009-10-12T03:07:28",59.979999542236328,3709.3994140625,350,223.01573181152344,16,416,10,0,-103,7774.56]
["2009-10-12T03:07:32",59.984001159667969,3709.00390625,350,223.01573181152344,16,416.5,10,0,-103,7774.89]
["2009-10-12T03:07:36",59.980998992919922,3709.68896484375,350,223.01573181152344,16,417,10,0,-103,7775.22]
["2009-10-12T03:07:40",59.980998992919922,3706.541015625,350,223.01573181152344,16,417.5,10,0,-103,7775.55]
["2009-10-12T03:07:44",59.980998992919922,3711.362060546875,350,223.01573181152344,16,418,10,0,-103,7775.88]
["2009-10-12T03:07:48",59.978000640869141,3712.01220703125,350,223.01573181152344,16,418.5,10,0,-103,7776.21]
["2009-10-12T03:07:52",59.979000091552734,3712.0927734375,350,223.01573181152344,16,419,10,0,-103,7776.54]
["2009-10-12T03:07:56",59.976001739501953,3714.612060546875,350,223.01573181152344,16,419.5,10,0,-103,7776.87]
["2009-10-12T03:08:00",59.974998474121094,3715.32275390625,350,223.01573181152344,16,420,10,0,-103,7777.2]
["2009-10-12T03:08:04",59.974998474121094,3714.71728515625,350,223.01573181152344,16,420.5,10,0,-103,7777.53]
["2009-10-12T03:08:08",59.978000640869141,3715.001220703125,350,223.01573181152344,16,421,10,0,-103,7777.86]
["2009-10-12T03:08:12",59.976001739501953,3714.062744140625,350,223.01573181152344,16,421.5,10,0,-103,7778.19]
["2009-10-12T03:08:16",59.977001190185547,3715.631103515625,350,223.01573181152344,16,422,10,0,-103,7778.52]
["2009-10-12T03:08:20",59.976001739501953,3715.5673828125,350,223.01573181152344,16,422.5,10,0,-103,7778.85]
["2009-10-12T03:08:24",59.979999542236328,3714.84814453125,350,223.01573181152344,16,423,10,0,-103,7779.18]
["2009-10-12T03:08:28",59.978000640869141,3713.3583984375,350,223.01573181152344,16,423.5,10,0,-103,7779.51]
["2009-10-12T03:08:32",59.981998443603516,3712.619384765625,350,223.01573181152344,16,424,10,0,-103,7779.84]
["2009-10-12T03:08:36",59.98699951171875,3710.05029296875,350,223.01573181152344,16,424.5,10,0,-103,7780.17]
["2009-10-12T03:08:40",59.984001159667969,3710.471923828125,350,223.01573181152344,16,425,10,0,-103,7780.5]
["2009-10-12T03:08:44",59.979000091552734,3710.9462890625,350,223.01573181152344,16,425.5,10,0,-103,7780.83]
["2009-10-12T03:08:48",59.979000091552734,3710.474609375,350,223.01573181152344,16,426,10,0,-103,7781.16]
["2009-10-12T03:08:52",59.974998474121094,3710.802978515625,350,223.01573181152344,16,426.5,10,0,-103,7781.49]
["2009-10-12T03:08:56",59.981998443603516,3710.572998046875,350,223.01573181152344,16,427,10,0,-103,7781.82]
["2009-10-12T03:09:00",59.983001708984375,3708.37109375,350,223.01573181152344,16,427.5,10,0,-103,7782.15]
["2009-10-12T03:09:04",59.990001678466797,3706.511962890625,350,223.01573181152344,16,428,10,0,-103,7782.48]
["2009-10-12T03:09:08",59.984001159667969,3708.96240234375,350,223.01573181152344,16,428.5,10,0,-103,7782.81]
["2009-10-12T03:09:12",59.979000091552734,3712.303466796875,350,223.01573181152344,16,429,10,0,-103,7783.14]
["2009-10-12T03:09:16",59.983001708984375,3711.627197265625,350,223.01573181152344,16,429.5,10,0,-103,7783.47]
["2009-10-12T03:09:20",59.980998992919922,3712.392578125,350,223.01573181152344,16,430,10,0,-103,7783.8]
["2009-10-12T03:09:24",59.974998474121094,3713.51025390625,350,223.01573181152344,16,430.5,10,0,-103,7784.13]
["2009-10-12T03:09:28",59.988998413085937,3715.44287109375,350,223.01573181152344,16,431,10,0,-103,7784.46]
["2009-10-12T03:09:32",59.993999481201172,3713.906005859375,350,223.01573181152344,16,431.5,10,0,-103,7784.79]
["2009-10-12T03:09:36",59.986000061035156,3714.953125,350,223.01573181152344,16,432,10,0,-103,7785.12]
["2009-10-12T03:09:40",59.983001708984375,3716.308349609375,350,223.01573181152344,16,432.5,10,0,-103,7785.45]
["2009-10-12T03:09:44",59.979999542236328,3714.763671875,350,223.01573181152344,16,433,10,0,-103,7785.78]
["2009-10-12T03:09:48",59.994998931884766,3715.067626953125,350,223.01573181152344,16,433.5,10,0,-103,7786.11]
["2009-10-12T03:09:52",59.990001678466797,3715.791259765625,350,223.01573181152344,16,434,10,0,-103,7786.44]
["2009-10-12T03:09:56",59.991001129150391,3715.324462890625,350,223.01573181152344,16,434.5,10,0,-103,7786.77]
["2009-10-12T03:10:00",60,3711.70849609375,350,223.01573181152344,16,435,10,0,-103,7787.1]
["2009-10-12T03:10:04",60.004001617431641,3712.8505859375,350,223.01573181152344,16,435.5,10,0,-103,7787.43]
["2009-10-12T03:10:08",60.001998901367188,3716.641357421875,350,223.01573181152344,16,436,10,0,-103,7787.76]
["2009-10-12T03:10:12",59.998001098632813,3719.0791015625,350,223.01573181152344,16,436.5,10,0,-103,7788.09]
["2009-10-12T03:10:16",59.995998382568359,3717.815185546875,350,223.01573181152344,16,437,10,0,-103,7788.42]
["2009-10-12T03:10:20",60.001998901367188,3718.560302734375,350,223.01573181152344,16,437.5,10,0,-103,7788.75]
["2009-10-12T03:10:24",60.002998352050781,3719.021240234375,350,223.01573181152344,16,438,10,0,-103,7789.08]
["2009-10-12T03:10:28",60.004001617431641,3719.8974609375,350,223.01573181152344,16,438.5,10,0,-103,7789.41]
["2009-10-12T03:10:32",60.004001617431641,3719.642822265625,350,223.01573181152344,16,439,10,0,-103,7789.74]
["2009-10-12T03:10:36",60.002998352050781,3719.73095703125,350,223.01573181152344,16,439.5,10,0,-103,7790.07]
["2009-10-12T03:10:40",60.006000518798828,3718.57958984375,350,223.01573181152344,16,440,10,0,-103,7790.4]
["2009-10-12T03:10:44",60.008998870849609,3718.982177734375,350,223.01573181152344,16,440.5,10,0,-103,7790.73]
["2009-10-12T03:10:48",60.008998870849609,3720.60888671875,350,223.01573181152344,16,441,10,0,-103,7791.06]
["2009-10-12T03:10:52",60.014999389648438,3721.23876953125,350,223.01573181152344,16,441.5,10,0,-103,7791.39]
["2009-10-12T03:10:56",60.008998870849609,3719.447265625,350,223.01573181152344,16,442,10,0,-103,7791.72]
["2009-10-12T03:11:00",60.007999420166016,3721.272216796875,350,223.01573181152344,16,442.5,10,0,-103,7792.05]
["2009-10-12T03:11:04",60.009998321533203,3721.24462890625,350,223.01573181152344,16,443,10,0,-103,7792.38]
["2009-10-12T03:11:08",60.01300048828125,3722.17626953125,350,223.01573181152344,16,443.5,10,0,-103,7792.71]
["2009-10-12T03:11:12",60.013999938964844,3721.64599609375,350,223.01573181152344,16,444,10,0,-103,7793.04]
["2009-10-12T03:11:16",60.012001037597656,3720.859619140625,350,223.01573181152344,16,444.5,10,0,-103,7793.37]
["2009-10-12T03:11:20",60.011001586914063,3723.815673828125,350,223.01573181152344,16,445,10,0,-103,7793.7]
["2009-10-12T03:11:24",60.002998352050781,3724.656005859375,350,223.01573181152344,16,445.5,10,0,-103,7794.03]
["2009-10-12T03:11:28",60,3724.66064453125,350,223.01573181152344,16,446,10,0,-103,7794.36]
["2009-10-12T03:11:32",59.998001098632813,3723.580078125,350,223.01573181152344,16,446.5,10,0,-103,7794.69]
["2009-10-12T03:11:36",60.001998901367188,3721.87890625,350,223.01573181152344,16,447,10,0,-103,7795.02]
["2009-10-12T03:11:40",60.002998352050781,3722.906494140625,350,223.01573181152344,16,447.5,10,0,-103,7795.35]
["2009-10-12T03:11:44",59.998001098632813,3723.650390625,350,223.01573181152344,16,448,10,0,-103,7795.68]
["2009-10-12T03:11:48",59.994998931884766,3723.638916015625,350,223.01573181152344,16,448.5,10,0,-103,7796.01]
["2009-10-12T03:11:52",59.98699951171875,3724.654296875,350,223.01573181152344,16,449,10,0,-103,7796.34]
["2009-10-12T03:11:56",59.987998962402344,3724.94384765625,350,223.01573181152344,16,449.5,10,0,-103,7796.67]

{"sheet":"Entry Data","index":1,"n_rows":36,"n_cols":3,"rows_kept":36,"cut":false,"hidden":false,"merged":[]}
["Balancing Authority Name:","My BA"]
["Balancing Authority Frequency Response Obligation (FRO from FRS Form 1)",-80,"(must be a negative value)"]
[]
["Note: See \"Instruction\" tab for more detailed instructions."]
[]
["Step 1.","Copy and Paste Event Data into the appropriate cells of the  \"Data\" worksheet."]
[null,"Maintain date and time format of mm/dd/yy hh:mm:ss."]
["Step 2.","Determine Time of T(0) and edit formula in cell \"C8\" to reference the correct row of the \"Data\" worksheet.",{"$f":"Data!A156","v":40098.102361111109}]
[null,"T(0) is the first change in frequency of about 0.010 Hz (10 mHz) which should be the first scan of frequency data of the event."]
[]
["Step 3.","Time of Frequency Recovery to 60 Hz or Pre-Perturbation Hz",{"$f":"Data!A242","v":40098.106342592589}]
[]
[]
[]
[]
[]
[]
["Step 4.","Hit the big blue button to copy your data for pasting into FRS Form 1 \"BA Event Data\" worksheet."]
[]
[]
[]
[]
[]
[]
[]
[]
[]
[]
[]
[]
["Step 6.","Paste data into \"FRS Form 1\" in the appropriate row on the \"BA Event Data\" worksheet."]
[]
["Step 7.","Save this workbook using the following file name format:MyBA_yymmdd_hhmm_FRS_Form2.xlsm"]
[null,{"$f":"Evaluation!G2","v":"2009-10-12T02:27:24"},"Date yymmdd"]
[null,{"$f":"Evaluation!G2","v":40098.102361111109},"Time hh:ss of T(0)"]
[null,"Where \"MyBA\" = your BA mnemonic"]

{"sheet":"Evaluation","index":2,"n_rows":529,"n_cols":47,"rows_kept":529,"cut":false,"hidden":false,"merged":[]}
[null,2,"seconds",null,null,"Date:",{"$f":"G2","v":"2009-10-12T02:27:24"},null,null,null,"Balancing Authority",{"$f":"'Entry Data'!B1","v":"My BA"},null,null,null,null,null,"A Point",{"$f":"$B$78","v":40098.102337962962},null,null,null,null,null,"Non-Conforming Load sign convention","+","(Data is positive for Load then enter \"+\" else \"-\"",null,null,null,null,null,null,null,null,null,null,null,"Date:",{"$f":"AN2","v":"2009-10-12T02:27:24"}]
[null,null,null,null,null,"Time of T(0)",{"$f":"'Entry Data'!C8","v":40098.102361111109},null,null,null,"Grid Nominal Frequency",60,"Hz",null,null,null,null,"FPointA",{"$f":"$C$78","v":60.041000366210938},{"$f":"$B$78","v":40098.102337962962},null,null,null,null,null,null,null,null,null,null,null,null,null,null,null,null,null,null,"Time of T(0)",{"$f":"$G2","v":40098.102361111109}]
[null,null,null,null,null,"Time of Frequency Recovery to 60 Hz or Pre-Perturbation Hz",{"$f":"'Entry Data'!C11","v":40098.106342592589},null,null,null,"Capacity @ Droop for Minimum Performance",{"$f":"L7*-M4*10","v":2400},"MW",null,null,null,null,"A Value",{"$f":"AVERAGE($C$71:$C$78)","v":60.041999816894531},null,null,null,null,null,null,null,null,null,null,null,null,null,null,null,null,null,null,null,"Time of Frequency Recovery to 60 Hz or Pre-Perturbation Hz",{"$f":"$G3","v":40098.106342592589}]
[null,null,null,null,null,"Value A Pre-Perturbation Average Frequency [T(-2 ) to T(-16)]",{"$f":"AVERAGE($C$71:$C$78)","v":60.041999816894531},"Hz",null,null,"Droop Setting",0.05,{"$f":"L4*L2","v":3},"Hz",null,null,null,"C Value",{"$f":"IF($K$16=\"Low Hz\",MIN($C$79:$C$88),MAX($C$79:$C$88))","v":59.83599853515625},null,null,null,null,null,null,null,null,null,null,null,null,null,null,null,null,null,null,null,"Value A Pre-Perturbation Average Frequency [T(-2 ) to T(-16)]",{"$f":"AVERAGE($W$71:$W$78)","v":60.041999816894531},"Hz"]
[null,null,null,null,null,"Value B Post-Perturbation Average Frequency [T(+20 to T(+52)]",{"$f":"AVERAGE($C$89:$C$105)","v":59.888764774098114},"Hz",null,null,"Deadband Setting",0,"Hz",null,null,null,null,"Delta FC",null,null,null,null,null,null,null,null,null,null,null,null,null,null,null,null,null,null,null,null,"Value B Post-Perturbation Average Frequency [T(+20 to T(+52)]",{"$f":"AVERAGE($W$89:$W$105)","v":59.888764774098114},"Hz"]
[null,null,null,null,null,"Pre to Post Perturbation Delta Frequency Actual",{"$f":"G5-G4","v":-0.15323504279641753},"Hz",null,null,"Hz Span",{"$f":"M4-L5","v":3},"Hz",null,null,null,null,null,null,null,null,null,null,null,null,null,null,null,null,null,null,null,null,null,null,null,null,null,"Pre to Post Perturbation Delta Frequency Actual",{"$f":"AN5-AN4","v":-0.15323504279641753},"Hz"]
[null,null,null,null,null,"Value A Pre-Perturbation Average Interchange MW [T(-2 ) to T(-16)]",{"$f":"AVERAGE($D$71:$D$78)","v":3645.302734375},"MW",null,null,"Frequency Response Obligation (FRO)",{"$f":"'Entry Data'!B2","v":-80},"MW/0.1 Hz",null,null,null,null,null,null,null,null,null,null,null,null,null,null,null,null,null,null,null,null,null,null,null,null,null,"Value A Pre-Perturbation Average Interchange MW [T(-2 ) to T(-16)]",{"$f":"AVERAGE($D$71:$D$78)","v":3645.302734375},"MW"]
[null,null,null,null,null,"Value B Post-Perturbation Average Interchange MW [T(+20 to T(+52)]",{"$f":"AVERAGE($D$89:$D$105)","v":3788.846607881434},"MW",null,null,null,null,null,null,null,null,null,null,null,null,null,null,null,null,null,null,null,null,null,null,null,null,null,null,null,null,null,null,"Value B Post-Perturbation Average Interchange MW [T(+20 to T(+52)]",{"$f":"AVERAGE($D$89:$D$105)","v":3788.846607881434},"MW"]
[null,null,null,null,null,"Pre to Post Perturbation Interchange Delta MW Actual",{"$f":"G8-G7","v":143.54387350643401},"MW",null,null,null,null,null,null,null,null,null,null,null,null,null,null,null,null,null,null,null,null,null,null,null,null,null,null,null,null,null,null,"Pre to Post Perturbation Interchange Delta MW Actual",{"$f":"AN8-AN7","v":143.54387350643401},"MW"]
[null,null,null,null,null,"Initial Performance Ramp Magnitude Adjustment",{"$f":"(D77-D49)*0.59","v":-17.264846191406249},"MW",null,null,null,null,null,null,null,null,null,null,null,null,null,null,null,null,null,null,null,null,null,null,null,null,null,null,null,null,null,null,"Net Total Adjustments",{"$f":"AN30","v":-52.426554062786977},"MW"]
[null,null,null,null,null,"EPFR Pre-Perturbation Average",{"$f":"AVERAGE(H71:H78)","v":-33.599853515625},"MW",null,null,null,null,null,null,null,null,null,null,null,null,null,null,null,null,null,null,null,null,null,null,null,null,null,null,null,null,null,null,"EPFR for FRO Pre-Perturbation Average",{"$f":"AVERAGE(AT71:AT78)","v":-33.599853515625},"MW"]
[null,null,null,null,null,"EPFR Post-Perturbation Average",{"$f":"AVERAGE(H89:H105)","v":88.988180721507348},"MW",null,null,null,null,null,null,null,null,null,null,null,null,null,null,null,null,null,null,null,null,null,null,null,null,null,null,null,null,null,null,"EPFR for FRO Post-Perturbation Average",{"$f":"AVERAGE($AG89:$AG105)","v":88.988180721507348},"MW"]
[null,null,null,null,null,"EPFR Delta",{"$f":"G12-G11","v":122.58803423713235},"MW",null,null,"TC (frequency response filter constant)",0.35,"Time Constant for delayed delivery of PFR during Sustained Measure",null,null,null,null,null,null,null,null,null,null,null,null,null,null,null,null,null,null,null,null,null,null,null,null,null,"EPFR for FRO Delta",{"$f":"AN12-AN11","v":122.58803423713235},"MW"]
[null,null,null,null,null,null,null,null,null,null,null,null,null,null,null,null,null,null,null,null,null,null,null,null,null,null,null,null,null,null,null,null,null,null,null,null,null,null,"EPFR for FRO Adjusted",{"$f":"AN13+AN10","v":70.161480174345371},"MW"]
[null,null,null,null,null,null,null,null,null,null,null,null,null,null,null,null,null,null,null,null,null,null,null,null,null,null,null,null,null,null,null,null,null,null,null,null,null,null,"Pre JOU Dynamic Schedules MW",{"$f":"AVERAGE($Y$71:$Y$78)","v":350},"MW",null,null,"Pre-Perturbation Bias Setting",{"$f":"AVERAGE($AE$71:$AE$78)","v":-103},"MW/0.1 Hz"]
[null,null,null,null,null,null,null,null,null,null,{"$f":"IF(G6<0,\"Low Hz\",\"High Hz\")","v":"Low Hz"},"Delta Hz Event",null,null,null,null,null,null,null,null,null,null,null,null,null,null,null,null,null,null,null,null,null,null,null,null,null,null,"Pre Non-Conforming Load MW",{"$f":"AVERAGE($Z$71:$Z$78)","v":-165.47639465332031},"MW",null,null,"Post-Perturbation Bias Setting",{"$f":"AVERAGE($AE$89:$AE$105)","v":-103},"MW/0.1 Hz"]
[null,null,null,null,null,null,null,null,null,null,{"$f":"LOOKUP(G3,B43:B529,N43:N529)","v":3765.224437206467},"Actual Interchange MW Average during frequency recovery period",null,null,null,null,null,null,null,null,null,null,null,null,null,null,null,null,null,null,null,null,null,null,null,null,null,null,"Pre Pumped Hydro MW",{"$f":"AVERAGE($AA$71:$AA$78)","v":0},"MW",null,null,"EPFR for Bias Setting Pre-Perturbation Average",{"$f":"(AN4-$L$2)*10*AS15","v":-43.259811401367188},"MW"]
[null,null,null,null,null,null,null,null,null,null,{"$f":"LOOKUP(G3,B43:B529,O43:O529)","v":3779.7828932976795},"Target Interchange MW Average during frequency recovery period",null,null,null,null,null,null,null,null,null,null,null,null,null,null,null,null,null,null,null,null,null,null,null,null,null,null,"Pre Ramping Units MW",{"$f":"AVERAGE($AB$71:$AB$78)","v":114.25},"MW",null,null,"EPFR for Bias Setting Post-Perturbation Average",{"$f":"(AN5-$L$2)*10*AS16","v":114.57228267894287},"MW"]
[null,null,null,"EPFR = Expected Primary Frequency Response",null,"EPFR(Final)",{"$f":"G13+G10","v":105.3231880457261},"MW",null,null,{"$f":"LOOKUP(G3,B49:B529,Q49:Q529)","v":3727.4828922988299},"Interchange Average Ramp MW during frequency recovery period",null,null,null,null,null,null,null,null,null,null,null,null,null,null,null,null,null,null,null,null,null,null,null,null,null,null,"Pre Transferred Frequency Response MW",{"$f":"AVERAGE($AC$71:$AC$78)*-10*(AN4-$L$2)","v":-4.199981689453125},"MW",null,null,"EPFR for Bias Setting Delta",{"$f":"AS18-AS17","v":157.83209408031007},"MW"]
[null,null,null,null,null,"MW Response in right direction for frequency delta",{"$f":"IF((G6*G9)<0,\"Yes\",\"No\")","v":"Yes"},null,null,null,{"$f":"D77","v":3641.191162109375},"Actual MW @ T(-4)",null,null,null,null,null,null,null,null,null,null,null,null,null,null,null,null,null,null,null,null,null,null,null,null,null,null,"Pre Contingent BA Lost Generation MW",{"$f":"AVERAGE($AD$71:$AD$78)","v":15},"MW",null,null,"Primary Frequency Response Delivery of Bias",{"$f":"AN9/AS19","v":0.90947202052197473}]
[null,null,null,null,null,null,null,null,null,null,{"$f":"LOOKUP(G3,B43:B524,D43:D524)-D77+I77-LOOKUP(G3,B43:B524,I43:I524)","v":107.35799543549612},"Starting and Ending Difference in Interchange MW during frequency recovery period (indicates ramp direction during recovery period)",null,null,null,null,null,null,null,null,null,null,null,null,null,null,null,null,null,null,null,null,null,null,null,null,null,null,"Sum of Pre Perturbation Adjustments",{"$f":"SUM(AN15:AN20)","v":309.57362365722656},"MW"]
[null,null,null,null,null,null,null,null,null,null,{"$f":"G3-G2","v":"00:05:44"},"Event Duration (h:mm:ss)"]
[null,null,null,null,null,null,null,null,null,null,{"$f":"IF(K18-K20<0,\"Yes\",\"No\")","v":"No"},"Target MW Average minus MW @ T(-4) less than zero",null,null,null,null,null,null,null,null,null,null,null,null,null,null,null,null,null,null,null,null,null,null,null,null,null,null,"Post JOU Dynamic Schedules MW",{"$f":"AVERAGE($Y$89:$Y$105)","v":335},"MW",null,null,"Pre-Perturbation BA Load",{"$f":"AVERAGE($AF$71:$AF$78)","v":7575.4049999999997},"MW"]
[null,null,null,null,null,null,null,null,null,null,{"$f":"IF(K21>0,K18-K20,K18-(K20+K21))","v":138.59173118830449},"Interchange Target Relative Average Change - MW (Low Frequency Event)",null,null,null,null,null,null,null,null,null,null,null,null,null,null,null,null,null,null,null,null,null,null,null,null,null,null,"Post Non-Conforming Load MW",{"$f":"AVERAGE($Z$89:$Z$105)","v":-212.06468828986672},"MW",null,null,"Post-Perturbation BA Load",{"$f":"AVERAGE($AF$89:$AF$105)","v":7578.9476470588233},"MW"]
[null,null,null,null,null,null,null,null,null,null,{"$f":"IF(K21>0,K17-K20,K17-(K20+K21))","v":124.03327509709197},"Interchange Actual Relative Average Change - MW (Low Frequency Event)",null,null,null,null,null,null,null,null,null,null,null,null,null,null,null,null,null,null,null,null,null,null,null,null,null,null,"Post Pumped Hydro MW",{"$f":"AVERAGE($AA$89:$AA$105)","v":3.4705882352941178},"MW",null,null,"Pre to Post Perturbation BA Load Change",{"$f":"AS24-AS23","v":3.5426470588236043},"MW"]
[null,null,null,null,null,null,null,null,null,null,{"$f":"IF(K17-K20<0,\"Yes\",\"No\")","v":"No"},"Interchange Actual Average minus MW @ T(-4) less than zero",null,null,null,null,null,null,null,null,null,null,null,null,null,null,null,null,null,null,null,null,null,null,null,null,null,null,"Post Ramping Units MW",{"$f":"AVERAGE($AB$89:$AB$105)","v":119.61764705882354},"MW",null,null,"Load Dampening Frequency Response",{"$f":"AS25/(AN6*-10)","v":2.3119039836927091},"MW/0.1 Hz"]
[null,null,null,null,null,null,null,null,null,null,{"$f":"IF(K17-K20>0,\"Yes\",\"No\")","v":"Yes"},"Interchange Average MW minus MW @ T(-4) greater than zero",null,null,null,null,null,null,null,null,null,null,null,null,null,null,null,null,null,null,null,null,null,null,null,null,null,null,"Post Transferred Frequency Response MW",{"$f":"AVERAGE($AC$89:$AC$105)*-10*(AN5-$L$2)","v":11.123522590188628},"MW",null,null,"Load Dampening % of Total BA Frequency Response",{"$f":"AS25/AN9*-1","v":-2.467989035188474E-2}]
[null,null,null,null,null,null,null,null,null,null,{"$f":"IF(K18-K20>0,\"Yes\",\"No\")","v":"Yes"},"Interchange Target MW Average minus MW @ T(-4) greater than zero",null,null,null,null,null,null,null,null,null,null,null,null,null,null,null,null,null,null,null,null,null,null,null,null,null,null,"Post Contingent BA Lost Generation MW",{"$f":"AVERAGE($AD$89:$AD$105)","v":0},"MW"]
[null,null,null,null,null,null,null,null,null,null,{"$f":"IF(K21>0,K18-(K20+K21),K18-K20)","v":31.23373575280857},"Interchange Target Relative Average Change - MW (High Frequency Event)",null,null,null,null,null,null,null,null,null,null,null,null,null,null,null,null,null,null,null,null,null,null,null,null,null,null,"Sum of Post Perturbation Adjustments",{"$f":"SUM(AN23:AN28)","v":257.14706959443959},"MW"]
[null,null,null,null,null,null,null,null,null,null,{"$f":"IF(K21>0,K17-(K20+K21),K17-K20)","v":16.675279661596051},"Interchange Actual Relative Average Change - MW (High Frequency Event)",null,null,null,null,null,null,null,null,null,null,null,null,null,null,null,null,null,null,null,null,null,null,null,null,null,null,"Net Total Adjustments MW",{"$f":"AN29-AN21","v":-52.426554062786977},"MW"]
[null,null,null,null,null,null,null,null,null,null,{"$f":"IF(K21>=0,\"Up\",\"Down\")","v":"Up"},"Ramp Direction during frequency recovery period"]
[null,null,null,null,null,null,null,null,null,null,null,null,null,null,null,null,null,null,null,null,null,"Frequency, Actual Interchange, Adjustment Data, Bias and Load used in the evaluation",null,null,null,null,null,null,null,null,null,null,null,null,"20 to 52 second Average Period Evaluation"]
[null,null,null,null,null,"Initial Response P.U. Performance ",{"$f":"IF(G20=\"Yes\",G9/G19,\" \")","v":1.362889560882969},"P.U.",null,null,{"$f":"IF(G33=\" \",\" \",IF(K16=\"Low Hz\",IF(K23=\"Yes\",IF(K17>K18,1,IF(K17>K19,0.75,0)),IF(K27=\"Yes\",IF((K25/K24)>2,2,K25/K24),IF(K17>K19,0.75,0))),IF(K23=\"Yes\",IF(K27=\"Yes\",IF(K17<K19,0.75,0),IF((K17/K18)>2,2,K17/K18)),IF(K17<K18,1,IF(K17<K19,0.75,0)))))","v":0.89495436728882505},"P.U.   Sustianed Response P.U. Performance",null,null,null,null,null,null,null,null,null,null,null,null,null,null,null,null,null,null,null,null,null,null,null,null,null,null,"Initial P.U. Performance for FRO",{"$f":"AN9/AN13","v":1.1709452264220586},"P.U."]
[null,null,null,null,null,null,null,null,null,null,null,null,null,null,null,null,null,null,null,null,null,null,null,null,null,null,null,null,null,null,null,null,null,null,null,null,null,null,"Initial P.U. Performance Adjusted for FRO",{"$f":"(AN8-AN7-AN10)/AN13","v":1.5986097565618753},"P.U."]
[null,null,null,null,null,null,null,null,null,null,"Initial",null,null,null,null,null,null,null,null,null,null,null,null,null,"JOU","Non-",null,null,"Transferred","Contingent",null,null,null,null,null,null,null,"JOU","Non-",null,null,"Transferred","Contingent",null,null,null,"Expected"]
[null,null,null,null,null,null,null,"FRO",null,null,"Measure",null,null,"Average","Average",null,"Average",null,null,null,null,null,null,"Net","Dynamic","Conforming","Pumped","Ramping","Frequency","BA","BA","BA","Expected Primary",null,null,null,"Net","Dynamic","Conforming","Pumped","Ramping","Frequency","BA","BA","BA",null,"Net"]
[null,null,null,null,null,null,null,"(EPFR)","(TC)",null,"Final",null,null,"Output","Target",null,"Ramp",null,null,null,null,null,null,"Actual","Schedules","Load","Hydro","Units","Response","Lost Generation","Bias","Load","Freq Response",null,null,null,"Actual","Schedules","Load","Hydro","Units","Response","Lost Generation","Bias","Load",null,"Actual"]
[null,null,null,null,"Value B",null,null,"Expected","Delayed",null,"Expected",null,"Recovery","During","During","Recovery","During",null,null,null,null,null,"Frequency","Interchange","Imp(-) Exp (+)","Load (-)","Load (-) Gen (+)","Gen (+)","Rec (-) Del (+)","Load (-) Gen (+)","Setting",null,"Based on Bias Setting",null,null,"Frequency","Interchange","Imp(-) Exp (+)","Load (-)","Load (-) Gen (+)","Gen (+)","Rec (-) Del (+)","Load (-) Gen (+)","Setting",null,"EPFR","Interchange"]
[null,null,null,null,"20 to 52 sec",null,null,"Primary","Delivery",null,"Primary","Average","Period","Recovery","Recovery","Period","Recovery",null,null,null,null,"T","Hz","MW","MW","MW","MW","MW","MW/0.1 Hz","MW","MW/0.1 Hz","MW","MW",null,"T","Hz","MW","MW","MW","MW","MW","MW/0.1 Hz","MW","MW/0.1 Hz","MW","MW","MW"]
[null,null,"Frequency","Interchange","Average","Average",null,"Frequency","Frequency",null,"Frequency","Ramp","Target","Period","Period","Ramp","Period"]
[null,"T","Hz","MW","Frequency","MW",null,"Response","Response",null,"Response","MW/scan","MW","MW","MW","MW","MW"]
[]
["T-72 sec",{"$f":"B44-TIME(0,0,$B$1)","v":40098.101527777842},{"$f":"LOOKUP($B43,Data!$A$6:$A$1806,Data!$B$6:$B$1806)","v":60.027000427246094},{"$f":"LOOKUP(B43,Data!$A$6:$A$1806,Data!C$6:C$1806)","v":3668.610595703125},null,null,null,{"$f":"(IF((C43-L$2)>0,((C43-L$2-L$5)/((L$4*L$2)-L$5)*L$3*-1),((C43-L$2+L$5)/((L$4*L$2)-L$5)*L$3*-1)))","v":-21.600341796875},{"$f":"L$13*H43+(1-L$13)*I42","v":-7.5601196289062491},null,null,null,null,null,null,null,null,null,null,null,"T-72 sec",{"$f":"V44-TIME(0,0,$B$1)","v":40098.101527777842},{"$f":"LOOKUP($V43,Data!$A$6:$A$1806,Data!$B$6:$B$1806)","v":60.027000427246094},{"$f":"LOOKUP($V43,Data!$A$6:$A$1806,Data!$C$6:$C$1806)","v":3668.610595703125},{"$f":"LOOKUP($V43,Data!$A$6:$A$1806,Data!$D$6:$D$1806)","v":350},{"$f":"IF($Z$1=\"+\",LOOKUP($V43,Data!$A$6:$A$1806,Data!$E$6:$E$1806)*-1,LOOKUP($V43,Data!$A$6:$A$1806,Data!$E$6:$E$1806))","v":-257.42120361328125},{"$f":"LOOKUP($V43,Data!$A$6:$A$1806,Data!$F$6:$F$1806)","v":0},{"$f":"LOOKUP($V43,Data!$A$6:$A$1806,Data!$G$6:$G$1806)","v":106.5},{"$f":"LOOKUP($V43,Data!$A$6:$A$1806,Data!$H$6:$H$1806)","v":10},{"$f":"LOOKUP($V43,Data!$A$6:$A$1806,Data!$I$6:$I$1806)","v":15},{"$f":"LOOKUP($V43,Data!$A$6:$A$1806,Data!$J$6:$J$1806)","v":-103},{"$f":"LOOKUP($V43,Data!$A$6:$A$1806,Data!$K$6:$K$1806)","v":7570.29},{"$f":"(IF((W43-$L$2)>0,((W43-$L$2-$L$5)/(($L$4*$L$2)-$L$5)*$L$3*-1),((W43-$L$2+$L$5)/(($L$4*$L$2)-$L$5)*$L$3*-1)))","v":-21.600341796875},"T-72 sec",{"$f":"AI44-TIME(0,0,$B$1)","v":40098.101527777842}]
["T-70 sec",40098.101550925989,{"$f":"LOOKUP(B44,Data!$A$6:$A$1806,Data!B$6:B$1806)","v":60.027000427246094},{"$f":"LOOKUP(B44,Data!$A$6:$A$1806,Data!C$6:C$1806)","v":3668.610595703125},null,null,null,{"$f":"(IF((C44-L$2)>0,((C44-L$2-L$5)/((L$4*L$2)-L$5)*L$3*-1),((C44-L$2+L$5)/((L$4*L$2)-L$5)*L$3*-1)))","v":-21.600341796875},-12.474197387695313,null,null,null,null,null,null,null,null,null,null,null,"T-70 sec",40098.101550925989,{"$f":"LOOKUP($V44,Data!$A$6:$A$1806,Data!$B$6:$B$1806)","v":60.027000427246094},{"$f":"LOOKUP($V44,Data!$A$6:$A$1806,Data!$C$6:$C$1806)","v":3668.610595703125},{"$f":"LOOKUP($V44,Data!$A$6:$A$1806,Data!$D$6:$D$1806)","v":350},{"$f":"IF($Z$1=\"+\",LOOKUP($V44,Data!$A$6:$A$1806,Data!$E$6:$E$1806)*-1,LOOKUP($V44,Data!$A$6:$A$1806,Data!$E$6:$E$1806))","v":-257.42120361328125},{"$f":"LOOKUP($V44,Data!$A$6:$A$1806,Data!$F$6:$F$1806)","v":0},{"$f":"LOOKUP($V44,Data!$A$6:$A$1806,Data!$G$6:$G$1806)","v":106.5},{"$f":"LOOKUP($V44,Data!$A$6:$A$1806,Data!$H$6:$H$1806)","v":10},{"$f":"LOOKUP($V44,Data!$A$6:$A$1806,Data!$I$6:$I$1806)","v":15},{"$f":"LOOKUP($V44,Data!$A$6:$A$1806,Data!$J$6:$J$1806)","v":-103},{"$f":"LOOKUP($V44,Data!$A$6:$A$1806,Data!$K$6:$K$1806)","v":7570.29},{"$f":"(IF((W44-$L$2)>0,((W44-$L$2-$L$5)/(($L$4*$L$2)-$L$5)*$L$3*-1),((W44-$L$2+$L$5)/(($L$4*$L$2)-$L$5)*$L$3*-1)))","v":-21.600341796875},"T-70 sec",40098.101550925989]
["T-68 sec",40098.101574074135,{"$f":"LOOKUP(B45,Data!$A$6:$A$1806,Data!B$6:B$1806)","v":60.0260009765625},{"$f":"LOOKUP(B45,Data!$A$6:$A$1806,Data!C$6:C$1806)","v":3664.4951171875},null,null,null,-20.80078125,-15.388501739501951,null,null,null,null,null,null,null,null,null,null,null,"T-68 sec",40098.101574074135,{"$f":"LOOKUP($V45,Data!$A$6:$A$1806,Data!$B$6:$B$1806)","v":60.0260009765625},{"$f":"LOOKUP($V45,Data!$A$6:$A$1806,Data!$C$6:$C$1806)","v":3664.4951171875},{"$f":"LOOKUP($V45,Data!$A$6:$A$1806,Data!$D$6:$D$1806)","v":350},{"$f":"IF($Z$1=\"+\",LOOKUP($V45,Data!$A$6:$A$1806,Data!$E$6:$E$1806)*-1,LOOKUP($V45,Data!$A$6:$A$1806,Data!$E$6:$E$1806))","v":-257.42120361328125},{"$f":"LOOKUP($V45,Data!$A$6:$A$1806,Data!$F$6:$F$1806)","v":0},{"$f":"LOOKUP($V45,Data!$A$6:$A$1806,Data!$G$6:$G$1806)","v":107},{"$f":"LOOKUP($V45,Data!$A$6:$A$1806,Data!$H$6:$H$1806)","v":10},{"$f":"LOOKUP($V45,Data!$A$6:$A$1806,Data!$I$6:$I$1806)","v":15},{"$f":"LOOKUP($V45,Data!$A$6:$A$1806,Data!$J$6:$J$1806)","v":-103},{"$f":"LOOKUP($V45,Data!$A$6:$A$1806,Data!$K$6:$K$1806)","v":7570.62},-20.80078125,"T-68 sec",40098.101574074135]
["T-66 sec",{"$f":"B47-TIME(0,0,$B$1)","v":40098.101597222281},{"$f":"LOOKUP(B46,Data!$A$6:$A$1806,Data!B$6:B$1806)","v":60.0260009765625},{"$f":"LOOKUP(B46,Data!$A$6:$A$1806,Data!C$6:C$1806)","v":3664.4951171875},null,null,null,-20.80078125,-17.282799568176266,null,null,null,null,null,null,null,null,null,null,null,"T-66 sec",40098.101597222281,{"$f":"LOOKUP($V46,Data!$A$6:$A$1806,Data!$B$6:$B$1806)","v":60.0260009765625},{"$f":"LOOKUP($V46,Data!$A$6:$A$1806,Data!$C$6:$C$1806)","v":3664.4951171875},{"$f":"LOOKUP($V46,Data!$A$6:$A$1806,Data!$D$6:$D$1806)","v":350},{"$f":"IF($Z$1=\"+\",LOOKUP($V46,Data!$A$6:$A$1806,Data!$E$6:$E$1806)*-1,LOOKUP($V46,Data!$A$6:$A$1806,Data!$E$6:$E$1806))","v":-257.42120361328125},{"$f":"LOOKUP($V46,Data!$A$6:$A$1806,Data!$F$6:$F$1806)","v":0},{"$f":"LOOKUP($V46,Data!$A$6:$A$1806,Data!$G$6:$G$1806)","v":107},{"$f":"LOOKUP($V46,Data!$A$6:$A$1806,Data!$H$6:$H$1806)","v":10},{"$f":"LOOKUP($V46,Data!$A$6:$A$1806,Data!$I$6:$I$1806)","v":15},{"$f":"LOOKUP($V46,Data!$A$6:$A$1806,Data!$J$6:$J$1806)","v":-103},{"$f":"LOOKUP($V46,Data!$A$6:$A$1806,Data!$K$6:$K$1806)","v":7570.62},-20.80078125,"T-66 sec",40098.101597222281]
["T-64 sec",40098.101620370428,{"$f":"LOOKUP(B47,Data!$A$6:$A$1806,Data!B$6:B$1806)","v":60.019001007080078},{"$f":"LOOKUP(B47,Data!$A$6:$A$1806,Data!C$6:C$1806)","v":3666.82080078125},null,null,null,-15.2008056640625,-16.55410170173645,null,null,null,null,null,null,null,null,null,null,null,"T-64 sec",40098.101620370428,{"$f":"LOOKUP($V47,Data!$A$6:$A$1806,Data!$B$6:$B$1806)","v":60.019001007080078},{"$f":"LOOKUP($V47,Data!$A$6:$A$1806,Data!$C$6:$C$1806)","v":3666.82080078125},{"$f":"LOOKUP($V47,Data!$A$6:$A$1806,Data!$D$6:$D$1806)","v":350},{"$f":"IF($Z$1=\"+\",LOOKUP($V47,Data!$A$6:$A$1806,Data!$E$6:$E$1806)*-1,LOOKUP($V47,Data!$A$6:$A$1806,Data!$E$6:$E$1806))","v":-257.42120361328125},{"$f":"LOOKUP($V47,Data!$A$6:$A$1806,Data!$F$6:$F$1806)","v":0},{"$f":"LOOKUP($V47,Data!$A$6:$A$1806,Data!$G$6:$G$1806)","v":107.5},{"$f":"LOOKUP($V47,Data!$A$6:$A$1806,Data!$H$6:$H$1806)","v":10},{"$f":"LOOKUP($V47,Data!$A$6:$A$1806,Data!$I$6:$I$1806)","v":15},{"$f":"LOOKUP($V47,Data!$A$6:$A$1806,Data!$J$6:$J$1806)","v":-103},{"$f":"LOOKUP($V47,Data!$A$6:$A$1806,Data!$K$6:$K$1806)","v":7570.95},-15.2008056640625,"T-64 sec",40098.101620370428]
["T-62 sec",40098.101643518574,{"$f":"LOOKUP(B48,Data!$A$6:$A$1806,Data!B$6:B$1806)","v":60.019001007080078},{"$f":"LOOKUP(B48,Data!$A$6:$A$1806,Data!C$6:C$1806)","v":3666.82080078125},null,null,null,-15.2008056640625,-16.080448088550568,null,null,null,null,null,null,null,null,null,null,null,"T-62 sec",40098.101643518574,{"$f":"LOOKUP($V48,Data!$A$6:$A$1806,Data!$B$6:$B$1806)","v":60.019001007080078},{"$f":"LOOKUP($V48,Data!$A$6:$A$1806,Data!$C$6:$C$1806)","v":3666.82080078125},{"$f":"LOOKUP($V48,Data!$A$6:$A$1806,Data!$D$6:$D$1806)","v":350},{"$f":"IF($Z$1=\"+\",LOOKUP($V48,Data!$A$6:$A$1806,Data!$E$6:$E$1806)*-1,LOOKUP($V48,Data!$A$6:$A$1806,Data!$E$6:$E$1806))","v":-257.42120361328125},{"$f":"LOOKUP($V48,Data!$A$6:$A$1806,Data!$F$6:$F$1806)","v":0},{"$f":"LOOKUP($V48,Data!$A$6:$A$1806,Data!$G$6:$G$1806)","v":107.5},{"$f":"LOOKUP($V48,Data!$A$6:$A$1806,Data!$H$6:$H$1806)","v":10},{"$f":"LOOKUP($V48,Data!$A$6:$A$1806,Data!$I$6:$I$1806)","v":15},{"$f":"LOOKUP($V48,Data!$A$6:$A$1806,Data!$J$6:$J$1806)","v":-103},{"$f":"LOOKUP($V48,Data!$A$6:$A$1806,Data!$K$6:$K$1806)","v":7570.95},-15.2008056640625,"T-62 sec",40098.101643518574]
["T-60 sec",40098.10166666672,{"$f":"LOOKUP(B49,Data!$A$6:$A$1806,Data!B$6:B$1806)","v":60.019001007080078},{"$f":"LOOKUP(B49,Data!$A$6:$A$1806,Data!C$6:C$1806)","v":3670.45361328125},null,null,null,-15.2008056640625,-15.772573239979744,null,null,{"$f":"(D$78-D$49-I$78+I$49)/29","v":-0.40990108221450361},{"$f":"M50-L49-(I50-I49)","v":3670.453613281255},null,null,null,null,null,null,null,"T-60 sec",40098.10166666672,{"$f":"LOOKUP($V49,Data!$A$6:$A$1806,Data!$B$6:$B$1806)","v":60.019001007080078},{"$f":"LOOKUP($V49,Data!$A$6:$A$1806,Data!$C$6:$C$1806)","v":3670.45361328125},{"$f":"LOOKUP($V49,Data!$A$6:$A$1806,Data!$D$6:$D$1806)","v":350},{"$f":"IF($Z$1=\"+\",LOOKUP($V49,Data!$A$6:$A$1806,Data!$E$6:$E$1806)*-1,LOOKUP($V49,Data!$A$6:$A$1806,Data!$E$6:$E$1806))","v":-257.42120361328125},{"$f":"LOOKUP($V49,Data!$A$6:$A$1806,Data!$F$6:$F$1806)","v":0},{"$f":"LOOKUP($V49,Data!$A$6:$A$1806,Data!$G$6:$G$1806)","v":108},{"$f":"LOOKUP($V49,Data!$A$6:$A$1806,Data!$H$6:$H$1806)","v":10},{"$f":"LOOKUP($V49,Data!$A$6:$A$1806,Data!$I$6:$I$1806)","v":15},{"$f":"LOOKUP($V49,Data!$A$6:$A$1806,Data!$J$6:$J$1806)","v":-103},{"$f":"LOOKUP($V49,Data!$A$6:$A$1806,Data!$K$6:$K$1806)","v":7571.28},-15.2008056640625,"T-60 sec",40098.10166666672]
["T-58 sec",40098.101689814866,{"$f":"LOOKUP(B50,Data!$A$6:$A$1806,Data!B$6:B$1806)","v":60.019001007080078},{"$f":"LOOKUP(B50,Data!$A$6:$A$1806,Data!C$6:C$1806)","v":3670.45361328125},null,null,null,-15.2008056640625,-15.572454588408709,null,null,-0.40990108221450361,{"$f":"M51-L50-(I51-I50)","v":3670.2438308506112},null,null,null,null,null,null,null,"T-58 sec",40098.101689814866,{"$f":"LOOKUP($V50,Data!$A$6:$A$1806,Data!$B$6:$B$1806)","v":60.019001007080078},{"$f":"LOOKUP($V50,Data!$A$6:$A$1806,Data!$C$6:$C$1806)","v":3670.45361328125},{"$f":"LOOKUP($V50,Data!$A$6:$A$1806,Data!$D$6:$D$1806)","v":350},{"$f":"IF($Z$1=\"+\",LOOKUP($V50,Data!$A$6:$A$1806,Data!$E$6:$E$1806)*-1,LOOKUP($V50,Data!$A$6:$A$1806,Data!$E$6:$E$1806))","v":-257.42120361328125},{"$f":"LOOKUP($V50,Data!$A$6:$A$1806,Data!$F$6:$F$1806)","v":0},{"$f":"LOOKUP($V50,Data!$A$6:$A$1806,Data!$G$6:$G$1806)","v":108},{"$f":"LOOKUP($V50,Data!$A$6:$A$1806,Data!$H$6:$H$1806)","v":10},{"$f":"LOOKUP($V50,Data!$A$6:$A$1806,Data!$I$6:$I$1806)","v":15},{"$f":"LOOKUP($V50,Data!$A$6:$A$1806,Data!$J$6:$J$1806)","v":-103},{"$f":"LOOKUP($V50,Data!$A$6:$A$1806,Data!$K$6:$K$1806)","v":7571.28},-15.2008056640625,"T-58 sec",40098.101689814866]
["T-56 sec",40098.101712963013,{"$f":"LOOKUP(B51,Data!$A$6:$A$1806,Data!B$6:B$1806)","v":60.019001007080078},{"$f":"LOOKUP(B51,Data!$A$6:$A$1806,Data!C$6:C$1806)","v":3671.66796875},null,null,null,-15.2008056640625,-15.442377464887537,null,null,-0.40990108221450361,3669.9640068919175,null,null,null,null,null,null,null,"T-56 sec",40098.101712963013,{"$f":"LOOKUP($V51,Data!$A$6:$A$1806,Data!$B$6:$B$1806)","v":60.019001007080078},{"$f":"LOOKUP($V51,Data!$A$6:$A$1806,Data!$C$6:$C$1806)","v":3671.66796875},{"$f":"LOOKUP($V51,Data!$A$6:$A$1806,Data!$D$6:$D$1806)","v":350},{"$f":"IF($Z$1=\"+\",LOOKUP($V51,Data!$A$6:$A$1806,Data!$E$6:$E$1806)*-1,LOOKUP($V51,Data!$A$6:$A$1806,Data!$E$6:$E$1806))","v":-257.42120361328125},{"$f":"LOOKUP($V51,Data!$A$6:$A$1806,Data!$F$6:$F$1806)","v":0},{"$f":"LOOKUP($V51,Data!$A$6:$A$1806,Data!$G$6:$G$1806)","v":108.5},{"$f":"LOOKUP($V51,Data!$A$6:$A$1806,Data!$H$6:$H$1806)","v":10},{"$f":"LOOKUP($V51,Data!$A$6:$A$1806,Data!$I$6:$I$1806)","v":15},{"$f":"LOOKUP($V51,Data!$A$6:$A$1806,Data!$J$6:$J$1806)","v":-103},{"$f":"LOOKUP($V51,Data!$A$6:$A$1806,Data!$K$6:$K$1806)","v":7571.61},-15.2008056640625,"T-56 sec",40098.101712963013]
["T-54 sec",40098.101736111159,{"$f":"LOOKUP(B52,Data!$A$6:$A$1806,Data!B$6:B$1806)","v":60.019001007080078},{"$f":"LOOKUP(B52,Data!$A$6:$A$1806,Data!C$6:C$1806)","v":3671.66796875},null,null,null,-15.2008056640625,-15.357827334598774,null,null,-0.40990108221450361,3669.6386559399916,null,null,null,null,null,null,null,"T-54 sec",40098.101736111159,{"$f":"LOOKUP($V52,Data!$A$6:$A$1806,Data!$B$6:$B$1806)","v":60.019001007080078},{"$f":"LOOKUP($V52,Data!$A$6:$A$1806,Data!$C$6:$C$1806)","v":3671.66796875},{"$f":"LOOKUP($V52,Data!$A$6:$A$1806,Data!$D$6:$D$1806)","v":350},{"$f":"IF($Z$1=\"+\",LOOKUP($V52,Data!$A$6:$A$1806,Data!$E$6:$E$1806)*-1,LOOKUP($V52,Data!$A$6:$A$1806,Data!$E$6:$E$1806))","v":-257.42120361328125},{"$f":"LOOKUP($V52,Data!$A$6:$A$1806,Data!$F$6:$F$1806)","v":0},{"$f":"LOOKUP($V52,Data!$A$6:$A$1806,Data!$G$6:$G$1806)","v":108.5},{"$f":"LOOKUP($V52,Data!$A$6:$A$1806,Data!$H$6:$H$1806)","v":10},{"$f":"LOOKUP($V52,Data!$A$6:$A$1806,Data!$I$6:$I$1806)","v":15},{"$f":"LOOKUP($V52,Data!$A$6:$A$1806,Data!$J$6:$J$1806)","v":-103},{"$f":"LOOKUP($V52,Data!$A$6:$A$1806,Data!$K$6:$K$1806)","v":7571.61},-15.2008056640625,"T-54 sec",40098.101736111159]
["T-52 sec",40098.101759259305,{"$f":"LOOKUP(B53,Data!$A$6:$A$1806,Data!B$6:B$1806)","v":60.020999908447266},{"$f":"LOOKUP(B53,Data!$A$6:$A$1806,Data!C$6:C$1806)","v":3672.68505859375},null,null,null,-16.7999267578125,-15.862562132723578,null,null,-0.40990108221450361,3668.724020059652,null,null,null,null,null,null,null,"T-52 sec",40098.101759259305,{"$f":"LOOKUP($V53,Data!$A$6:$A$1806,Data!$B$6:$B$1806)","v":60.020999908447266},{"$f":"LOOKUP($V53,Data!$A$6:$A$1806,Data!$C$6:$C$1806)","v":3672.68505859375},{"$f":"LOOKUP($V53,Data!$A$6:$A$1806,Data!$D$6:$D$1806)","v":350},{"$f":"IF($Z$1=\"+\",LOOKUP($V53,Data!$A$6:$A$1806,Data!$E$6:$E$1806)*-1,LOOKUP($V53,Data!$A$6:$A$1806,Data!$E$6:$E$1806))","v":-261.73822021484375},{"$f":"LOOKUP($V53,Data!$A$6:$A$1806,Data!$F$6:$F$1806)","v":0},{"$f":"LOOKUP($V53,Data!$A$6:$A$1806,Data!$G$6:$G$1806)","v":109},{"$f":"LOOKUP($V53,Data!$A$6:$A$1806,Data!$H$6:$H$1806)","v":10},{"$f":"LOOKUP($V53,Data!$A$6:$A$1806,Data!$I$6:$I$1806)","v":15},{"$f":"LOOKUP($V53,Data!$A$6:$A$1806,Data!$J$6:$J$1806)","v":-103},{"$f":"LOOKUP($V53,Data!$A$6:$A$1806,Data!$K$6:$K$1806)","v":7571.94},-16.7999267578125,"T-52 sec",40098.101759259305]
["T-50 sec",40098.101782407452,{"$f":"LOOKUP(B54,Data!$A$6:$A$1806,Data!B$6:B$1806)","v":60.020999908447266},{"$f":"LOOKUP(B54,Data!$A$6:$A$1806,Data!C$6:C$1806)","v":3672.68505859375},null,null,null,-16.7999267578125,-16.190639751504701,null,null,-0.40990108221450361,3667.9860413586562,null,null,null,null,null,null,null,"T-50 sec",40098.101782407452,{"$f":"LOOKUP($V54,Data!$A$6:$A$1806,Data!$B$6:$B$1806)","v":60.020999908447266},{"$f":"LOOKUP($V54,Data!$A$6:$A$1806,Data!$C$6:$C$1806)","v":3672.68505859375},{"$f":"LOOKUP($V54,Data!$A$6:$A$1806,Data!$D$6:$D$1806)","v":350},{"$f":"IF($Z$1=\"+\",LOOKUP($V54,Data!$A$6:$A$1806,Data!$E$6:$E$1806)*-1,LOOKUP($V54,Data!$A$6:$A$1806,Data!$E$6:$E$1806))","v":-261.73822021484375},{"$f":"LOOKUP($V54,Data!$A$6:$A$1806,Data!$F$6:$F$1806)","v":0},{"$f":"LOOKUP($V54,Data!$A$6:$A$1806,Data!$G$6:$G$1806)","v":109},{"$f":"LOOKUP($V54,Data!$A$6:$A$1806,Data!$H$6:$H$1806)","v":10},{"$f":"LOOKUP($V54,Data!$A$6:$A$1806,Data!$I$6:$I$1806)","v":15},{"$f":"LOOKUP($V54,Data!$A$6:$A$1806,Data!$J$6:$J$1806)","v":-103},{"$f":"LOOKUP($V54,Data!$A$6:$A$1806,Data!$K$6:$K$1806)","v":7571.94},-16.7999267578125,"T-50 sec",40098.101782407452]
["T-48 sec",40098.101805555598,{"$f":"LOOKUP(B55,Data!$A$6:$A$1806,Data!B$6:B$1806)","v":60.019001007080078},{"$f":"LOOKUP(B55,Data!$A$6:$A$1806,Data!C$6:C$1806)","v":3672.1640625},null,null,null,-15.2008056640625,-15.844197820899931,null,null,-0.40990108221450361,3667.9225822070462,null,null,null,null,null,null,null,"T-48 sec",40098.101805555598,{"$f":"LOOKUP($V55,Data!$A$6:$A$1806,Data!$B$6:$B$1806)","v":60.019001007080078},{"$f":"LOOKUP($V55,Data!$A$6:$A$1806,Data!$C$6:$C$1806)","v":3672.1640625},{"$f":"LOOKUP($V55,Data!$A$6:$A$1806,Data!$D$6:$D$1806)","v":350},{"$f":"IF($Z$1=\"+\",LOOKUP($V55,Data!$A$6:$A$1806,Data!$E$6:$E$1806)*-1,LOOKUP($V55,Data!$A$6:$A$1806,Data!$E$6:$E$1806))","v":-261.73822021484375},{"$f":"LOOKUP($V55,Data!$A$6:$A$1806,Data!$F$6:$F$1806)","v":0},{"$f":"LOOKUP($V55,Data!$A$6:$A$1806,Data!$G$6:$G$1806)","v":109.5},{"$f":"LOOKUP($V55,Data!$A$6:$A$1806,Data!$H$6:$H$1806)","v":10},{"$f":"LOOKUP($V55,Data!$A$6:$A$1806,Data!$I$6:$I$1806)","v":15},{"$f":"LOOKUP($V55,Data!$A$6:$A$1806,Data!$J$6:$J$1806)","v":-103},{"$f":"LOOKUP($V55,Data!$A$6:$A$1806,Data!$K$6:$K$1806)","v":7572.27},-15.2008056640625,"T-48 sec",40098.101805555598]
["T-46 sec",40098.101828703744,{"$f":"LOOKUP(B56,Data!$A$6:$A$1806,Data!B$6:B$1806)","v":60.019001007080078},{"$f":"LOOKUP(B56,Data!$A$6:$A$1806,Data!C$6:C$1806)","v":3672.1640625},null,null,null,-15.2008056640625,-15.61901056600683,null,null,-0.40990108221450361,3667.7378683797247,null,null,null,null,null,null,null,"T-46 sec",40098.101828703744,{"$f":"LOOKUP($V56,Data!$A$6:$A$1806,Data!$B$6:$B$1806)","v":60.019001007080078},{"$f":"LOOKUP($V56,Data!$A$6:$A$1806,Data!$C$6:$C$1806)","v":3672.1640625},{"$f":"LOOKUP($V56,Data!$A$6:$A$1806,Data!$D$6:$D$1806)","v":350},{"$f":"IF($Z$1=\"+\",LOOKUP($V56,Data!$A$6:$A$1806,Data!$E$6:$E$1806)*-1,LOOKUP($V56,Data!$A$6:$A$1806,Data!$E$6:$E$1806))","v":-261.73822021484375},{"$f":"LOOKUP($V56,Data!$A$6:$A$1806,Data!$F$6:$F$1806)","v":0},{"$f":"LOOKUP($V56,Data!$A$6:$A$1806,Data!$G$6:$G$1806)","v":109.5},{"$f":"LOOKUP($V56,Data!$A$6:$A$1806,Data!$H$6:$H$1806)","v":10},{"$f":"LOOKUP($V56,Data!$A$6:$A$1806,Data!$I$6:$I$1806)","v":15},{"$f":"LOOKUP($V56,Data!$A$6:$A$1806,Data!$J$6:$J$1806)","v":-103},{"$f":"LOOKUP($V56,Data!$A$6:$A$1806,Data!$K$6:$K$1806)","v":7572.27},-15.2008056640625,"T-46 sec",40098.101828703744]
["T-44 sec",40098.10185185189,{"$f":"LOOKUP(B57,Data!$A$6:$A$1806,Data!B$6:B$1806)","v":60.021999359130859},{"$f":"LOOKUP(B57,Data!$A$6:$A$1806,Data!C$6:C$1806)","v":3669.98291015625},null,null,null,-17.5994873046875,-16.312177424545062,null,null,-0.40990108221450361,3666.634800438972,null,null,null,null,null,null,null,"T-44 sec",40098.10185185189,{"$f":"LOOKUP($V57,Data!$A$6:$A$1806,Data!$B$6:$B$1806)","v":60.021999359130859},{"$f":"LOOKUP($V57,Data!$A$6:$A$1806,Data!$C$6:$C$1806)","v":3669.98291015625},{"$f":"LOOKUP($V57,Data!$A$6:$A$1806,Data!$D$6:$D$1806)","v":350},{"$f":"IF($Z$1=\"+\",LOOKUP($V57,Data!$A$6:$A$1806,Data!$E$6:$E$1806)*-1,LOOKUP($V57,Data!$A$6:$A$1806,Data!$E$6:$E$1806))","v":-165.1016845703125},{"$f":"LOOKUP($V57,Data!$A$6:$A$1806,Data!$F$6:$F$1806)","v":0},{"$f":"LOOKUP($V57,Data!$A$6:$A$1806,Data!$G$6:$G$1806)","v":110},{"$f":"LOOKUP($V57,Data!$A$6:$A$1806,Data!$H$6:$H$1806)","v":10},{"$f":"LOOKUP($V57,Data!$A$6:$A$1806,Data!$I$6:$I$1806)","v":15},{"$f":"LOOKUP($V57,Data!$A$6:$A$1806,Data!$J$6:$J$1806)","v":-103},{"$f":"LOOKUP($V57,Data!$A$6:$A$1806,Data!$K$6:$K$1806)","v":7572.6},-17.5994873046875,"T-44 sec",40098.10185185189]
["T-42 sec",40098.101875000037,{"$f":"LOOKUP(B58,Data!$A$6:$A$1806,Data!B$6:B$1806)","v":60.021999359130859},{"$f":"LOOKUP(B58,Data!$A$6:$A$1806,Data!C$6:C$1806)","v":3669.98291015625},null,null,null,-17.5994873046875,-16.762735882594917,null,null,-0.40990108221450361,3665.7743408987076,null,null,null,null,null,null,null,"T-42 sec",40098.101875000037,{"$f":"LOOKUP($V58,Data!$A$6:$A$1806,Data!$B$6:$B$1806)","v":60.021999359130859},{"$f":"LOOKUP($V58,Data!$A$6:$A$1806,Data!$C$6:$C$1806)","v":3669.98291015625},{"$f":"LOOKUP($V58,Data!$A$6:$A$1806,Data!$D$6:$D$1806)","v":350},{"$f":"IF($Z$1=\"+\",LOOKUP($V58,Data!$A$6:$A$1806,Data!$E$6:$E$1806)*-1,LOOKUP($V58,Data!$A$6:$A$1806,Data!$E$6:$E$1806))","v":-165.1016845703125},{"$f":"LOOKUP($V58,Data!$A$6:$A$1806,Data!$F$6:$F$1806)","v":0},{"$f":"LOOKUP($V58,Data!$A$6:$A$1806,Data!$G$6:$G$1806)","v":110},{"$f":"LOOKUP($V58,Data!$A$6:$A$1806,Data!$H$6:$H$1806)","v":10},{"$f":"LOOKUP($V58,Data!$A$6:$A$1806,Data!$I$6:$I$1806)","v":15},{"$f":"LOOKUP($V58,Data!$A$6:$A$1806,Data!$J$6:$J$1806)","v":-103},{"$f":"LOOKUP($V58,Data!$A$6:$A$1806,Data!$K$6:$K$1806)","v":7572.6},-17.5994873046875,"T-42 sec",40098.101875000037]
["T-40 sec",40098.101898148183,{"$f":"LOOKUP(B59,Data!$A$6:$A$1806,Data!B$6:B$1806)","v":60.036998748779297},{"$f":"LOOKUP(B59,Data!$A$6:$A$1806,Data!C$6:C$1806)","v":3663.758056640625},null,null,null,-29.5989990234375,-21.255427981889824,null,null,-0.40990108221450361,3660.8717477171981,null,null,null,null,null,null,null,"T-40 sec",40098.101898148183,{"$f":"LOOKUP($V59,Data!$A$6:$A$1806,Data!$B$6:$B$1806)","v":60.036998748779297},{"$f":"LOOKUP($V59,Data!$A$6:$A$1806,Data!$C$6:$C$1806)","v":3663.758056640625},{"$f":"LOOKUP($V59,Data!$A$6:$A$1806,Data!$D$6:$D$1806)","v":350},{"$f":"IF($Z$1=\"+\",LOOKUP($V59,Data!$A$6:$A$1806,Data!$E$6:$E$1806)*-1,LOOKUP($V59,Data!$A$6:$A$1806,Data!$E$6:$E$1806))","v":-165.47639465332031},{"$f":"LOOKUP($V59,Data!$A$6:$A$1806,Data!$F$6:$F$1806)","v":0},{"$f":"LOOKUP($V59,Data!$A$6:$A$1806,Data!$G$6:$G$1806)","v":110.5},{"$f":"LOOKUP($V59,Data!$A$6:$A$1806,Data!$H$6:$H$1806)","v":10},{"$f":"LOOKUP($V59,Data!$A$6:$A$1806,Data!$I$6:$I$1806)","v":15},{"$f":"LOOKUP($V59,Data!$A$6:$A$1806,Data!$J$6:$J$1806)","v":-103},{"$f":"LOOKUP($V59,Data!$A$6:$A$1806,Data!$K$6:$K$1806)","v":7572.93},-29.5989990234375,"T-40 sec",40098.101898148183]
["T-38 sec",40098.101921296329,{"$f":"LOOKUP(B60,Data!$A$6:$A$1806,Data!B$6:B$1806)","v":60.036998748779297},{"$f":"LOOKUP(B60,Data!$A$6:$A$1806,Data!C$6:C$1806)","v":3663.758056640625},null,null,null,-29.5989990234375,-24.175677846431512,null,null,-0.40990108221450361,3657.5415967704416,null,null,null,null,null,null,null,"T-38 sec",40098.101921296329,{"$f":"LOOKUP($V60,Data!$A$6:$A$1806,Data!$B$6:$B$1806)","v":60.036998748779297},{"$f":"LOOKUP($V60,Data!$A$6:$A$1806,Data!$C$6:$C$1806)","v":3663.758056640625},{"$f":"LOOKUP($V60,Data!$A$6:$A$1806,Data!$D$6:$D$1806)","v":350},{"$f":"IF($Z$1=\"+\",LOOKUP($V60,Data!$A$6:$A$1806,Data!$E$6:$E$1806)*-1,LOOKUP($V60,Data!$A$6:$A$1806,Data!$E$6:$E$1806))","v":-165.47639465332031},{"$f":"LOOKUP($V60,Data!$A$6:$A$1806,Data!$F$6:$F$1806)","v":0},{"$f":"LOOKUP($V60,Data!$A$6:$A$1806,Data!$G$6:$G$1806)","v":110.5},{"$f":"LOOKUP($V60,Data!$A$6:$A$1806,Data!$H$6:$H$1806)","v":10},{"$f":"LOOKUP($V60,Data!$A$6:$A$1806,Data!$I$6:$I$1806)","v":15},{"$f":"LOOKUP($V60,Data!$A$6:$A$1806,Data!$J$6:$J$1806)","v":-103},{"$f":"LOOKUP($V60,Data!$A$6:$A$1806,Data!$K$6:$K$1806)","v":7572.93},-29.5989990234375,"T-38 sec",40098.101921296329]
["T-36 sec",40098.101944444476,{"$f":"LOOKUP(B61,Data!$A$6:$A$1806,Data!B$6:B$1806)","v":60.035999298095703},{"$f":"LOOKUP(B61,Data!$A$6:$A$1806,Data!C$6:C$1806)","v":3660.67236328125},null,null,null,-28.7994384765625,-25.793994066977358,null,null,-0.40990108221450361,3655.5133794676813,null,null,null,null,null,null,null,"T-36 sec",40098.101944444476,{"$f":"LOOKUP($V61,Data!$A$6:$A$1806,Data!$B$6:$B$1806)","v":60.035999298095703},{"$f":"LOOKUP($V61,Data!$A$6:$A$1806,Data!$C$6:$C$1806)","v":3660.67236328125},{"$f":"LOOKUP($V61,Data!$A$6:$A$1806,Data!$D$6:$D$1806)","v":350},{"$f":"IF($Z$1=\"+\",LOOKUP($V61,Data!$A$6:$A$1806,Data!$E$6:$E$1806)*-1,LOOKUP($V61,Data!$A$6:$A$1806,Data!$E$6:$E$1806))","v":-165.47639465332031},{"$f":"LOOKUP($V61,Data!$A$6:$A$1806,Data!$F$6:$F$1806)","v":0},{"$f":"LOOKUP($V61,Data!$A$6:$A$1806,Data!$G$6:$G$1806)","v":111},{"$f":"LOOKUP($V61,Data!$A$6:$A$1806,Data!$H$6:$H$1806)","v":10},{"$f":"LOOKUP($V61,Data!$A$6:$A$1806,Data!$I$6:$I$1806)","v":15},{"$f":"LOOKUP($V61,Data!$A$6:$A$1806,Data!$J$6:$J$1806)","v":-103},{"$f":"LOOKUP($V61,Data!$A$6:$A$1806,Data!$K$6:$K$1806)","v":7573.26},-28.7994384765625,"T-36 sec",40098.101944444476]
["T-34 sec",40098.101967592622,{"$f":"LOOKUP(B62,Data!$A$6:$A$1806,Data!B$6:B$1806)","v":60.035999298095703},{"$f":"LOOKUP(B62,Data!$A$6:$A$1806,Data!C$6:C$1806)","v":3660.67236328125},null,null,null,-28.7994384765625,-26.845899610332157,null,null,-0.40990108221450361,3654.0515728421119,null,null,null,null,null,null,null,"T-34 sec",40098.101967592622,{"$f":"LOOKUP($V62,Data!$A$6:$A$1806,Data!$B$6:$B$1806)","v":60.035999298095703},{"$f":"LOOKUP($V62,Data!$A$6:$A$1806,Data!$C$6:$C$1806)","v":3660.67236328125},{"$f":"LOOKUP($V62,Data!$A$6:$A$1806,Data!$D$6:$D$1806)","v":350},{"$f":"IF($Z$1=\"+\",LOOKUP($V62,Data!$A$6:$A$1806,Data!$E$6:$E$1806)*-1,LOOKUP($V62,Data!$A$6:$A$1806,Data!$E$6:$E$1806))","v":-165.47639465332031},{"$f":"LOOKUP($V62,Data!$A$6:$A$1806,Data!$F$6:$F$1806)","v":0},{"$f":"LOOKUP($V62,Data!$A$6:$A$1806,Data!$G$6:$G$1806)","v":111},{"$f":"LOOKUP($V62,Data!$A$6:$A$1806,Data!$H$6:$H$1806)","v":10},{"$f":"LOOKUP($V62,Data!$A$6:$A$1806,Data!$I$6:$I$1806)","v":15},{"$f":"LOOKUP($V62,Data!$A$6:$A$1806,Data!$J$6:$J$1806)","v":-103},{"$f":"LOOKUP($V62,Data!$A$6:$A$1806,Data!$K$6:$K$1806)","v":7573.26},-28.7994384765625,"T-34 sec",40098.101967592622]
["T-32 sec",40098.101990740768,{"$f":"LOOKUP(B63,Data!$A$6:$A$1806,Data!B$6:B$1806)","v":60.046001434326172},{"$f":"LOOKUP(B63,Data!$A$6:$A$1806,Data!C$6:C$1806)","v":3649.1904296875},null,null,null,-36.8011474609375,-30.330236358044029,null,null,-0.40990108221450361,3650.1573350121853,null,null,null,null,null,null,null,"T-32 sec",40098.101990740768,{"$f":"LOOKUP($V63,Data!$A$6:$A$1806,Data!$B$6:$B$1806)","v":60.046001434326172},{"$f":"LOOKUP($V63,Data!$A$6:$A$1806,Data!$C$6:$C$1806)","v":3649.1904296875},{"$f":"LOOKUP($V63,Data!$A$6:$A$1806,Data!$D$6:$D$1806)","v":350},{"$f":"IF($Z$1=\"+\",LOOKUP($V63,Data!$A$6:$A$1806,Data!$E$6:$E$1806)*-1,LOOKUP($V63,Data!$A$6:$A$1806,Data!$E$6:$E$1806))","v":-165.47639465332031},{"$f":"LOOKUP($V63,Data!$A$6:$A$1806,Data!$F$6:$F$1806)","v":0},{"$f":"LOOKUP($V63,Data!$A$6:$A$1806,Data!$G$6:$G$1806)","v":111.5},{"$f":"LOOKUP($V63,Data!$A$6:$A$1806,Data!$H$6:$H$1806)","v":10},{"$f":"LOOKUP($V63,Data!$A$6:$A$1806,Data!$I$6:$I$1806)","v":15},{"$f":"LOOKUP($V63,Data!$A$6:$A$1806,Data!$J$6:$J$1806)","v":-103},{"$f":"LOOKUP($V63,Data!$A$6:$A$1806,Data!$K$6:$K$1806)","v":7573.59},-36.8011474609375,"T-32 sec",40098.101990740768]
["T-30 sec",40098.102013888914,{"$f":"LOOKUP(B64,Data!$A$6:$A$1806,Data!B$6:B$1806)","v":60.046001434326172},{"$f":"LOOKUP(B64,Data!$A$6:$A$1806,Data!C$6:C$1806)","v":3649.1904296875},null,null,null,-36.8011474609375,-32.595055244056745,null,null,-0.40990108221450361,3647.482615043958,null,null,null,null,null,null,null,"T-30 sec",40098.102013888914,{"$f":"LOOKUP($V64,Data!$A$6:$A$1806,Data!$B$6:$B$1806)","v":60.046001434326172},{"$f":"LOOKUP($V64,Data!$A$6:$A$1806,Data!$C$6:$C$1806)","v":3649.1904296875},{"$f":"LOOKUP($V64,Data!$A$6:$A$1806,Data!$D$6:$D$1806)","v":350},{"$f":"IF($Z$1=\"+\",LOOKUP($V64,Data!$A$6:$A$1806,Data!$E$6:$E$1806)*-1,LOOKUP($V64,Data!$A$6:$A$1806,Data!$E$6:$E$1806))","v":-165.47639465332031},{"$f":"LOOKUP($V64,Data!$A$6:$A$1806,Data!$F$6:$F$1806)","v":0},{"$f":"LOOKUP($V64,Data!$A$6:$A$1806,Data!$G$6:$G$1806)","v":111.5},{"$f":"LOOKUP($V64,Data!$A$6:$A$1806,Data!$H$6:$H$1806)","v":10},{"$f":"LOOKUP($V64,Data!$A$6:$A$1806,Data!$I$6:$I$1806)","v":15},{"$f":"LOOKUP($V64,Data!$A$6:$A$1806,Data!$J$6:$J$1806)","v":-103},{"$f":"LOOKUP($V64,Data!$A$6:$A$1806,Data!$K$6:$K$1806)","v":7573.59},-36.8011474609375,"T-30 sec",40098.102013888914]
["T-28 sec",40098.102037037061,{"$f":"LOOKUP(B65,Data!$A$6:$A$1806,Data!B$6:B$1806)","v":60.048000335693359},{"$f":"LOOKUP(B65,Data!$A$6:$A$1806,Data!C$6:C$1806)","v":3648.246337890625},null,null,null,-38.4002685546875,-34.62687990277751,null,null,-0.40990108221450361,3645.0408893030226,null,null,null,null,null,null,null,"T-28 sec",40098.102037037061,{"$f":"LOOKUP($V65,Data!$A$6:$A$1806,Data!$B$6:$B$1806)","v":60.048000335693359},{"$f":"LOOKUP($V65,Data!$A$6:$A$1806,Data!$C$6:$C$1806)","v":3648.246337890625},{"$f":"LOOKUP($V65,Data!$A$6:$A$1806,Data!$D$6:$D$1806)","v":350},{"$f":"IF($Z$1=\"+\",LOOKUP($V65,Data!$A$6:$A$1806,Data!$E$6:$E$1806)*-1,LOOKUP($V65,Data!$A$6:$A$1806,Data!$E$6:$E$1806))","v":-165.47639465332031},{"$f":"LOOKUP($V65,Data!$A$6:$A$1806,Data!$F$6:$F$1806)","v":0},{"$f":"LOOKUP($V65,Data!$A$6:$A$1806,Data!$G$6:$G$1806)","v":112},{"$f":"LOOKUP($V65,Data!$A$6:$A$1806,Data!$H$6:$H$1806)","v":10},{"$f":"LOOKUP($V65,Data!$A$6:$A$1806,Data!$I$6:$I$1806)","v":15},{"$f":"LOOKUP($V65,Data!$A$6:$A$1806,Data!$J$6:$J$1806)","v":-103},{"$f":"LOOKUP($V65,Data!$A$6:$A$1806,Data!$K$6:$K$1806)","v":7573.92},-38.4002685546875,"T-28 sec",40098.102037037061]
["T-26 sec",40098.102060185207,{"$f":"LOOKUP(B66,Data!$A$6:$A$1806,Data!B$6:B$1806)","v":60.048000335693359},{"$f":"LOOKUP(B66,Data!$A$6:$A$1806,Data!C$6:C$1806)","v":3648.246337890625},null,null,null,-38.4002685546875,-35.947565930946013,null,null,-0.40990108221450361,3643.3103021926395,null,null,null,null,null,null,null,"T-26 sec",40098.102060185207,{"$f":"LOOKUP($V66,Data!$A$6:$A$1806,Data!$B$6:$B$1806)","v":60.048000335693359},{"$f":"LOOKUP($V66,Data!$A$6:$A$1806,Data!$C$6:$C$1806)","v":3648.246337890625},{"$f":"LOOKUP($V66,Data!$A$6:$A$1806,Data!$D$6:$D$1806)","v":350},{"$f":"IF($Z$1=\"+\",LOOKUP($V66,Data!$A$6:$A$1806,Data!$E$6:$E$1806)*-1,LOOKUP($V66,Data!$A$6:$A$1806,Data!$E$6:$E$1806))","v":-165.47639465332031},{"$f":"LOOKUP($V66,Data!$A$6:$A$1806,Data!$F$6:$F$1806)","v":0},{"$f":"LOOKUP($V66,Data!$A$6:$A$1806,Data!$G$6:$G$1806)","v":112},{"$f":"LOOKUP($V66,Data!$A$6:$A$1806,Data!$H$6:$H$1806)","v":10},{"$f":"LOOKUP($V66,Data!$A$6:$A$1806,Data!$I$6:$I$1806)","v":15},{"$f":"LOOKUP($V66,Data!$A$6:$A$1806,Data!$J$6:$J$1806)","v":-103},{"$f":"LOOKUP($V66,Data!$A$6:$A$1806,Data!$K$6:$K$1806)","v":7573.92},-38.4002685546875,"T-26 sec",40098.102060185207]
["T-24 sec",40098.102083333353,{"$f":"LOOKUP(B67,Data!$A$6:$A$1806,Data!B$6:B$1806)","v":60.041000366210938},{"$f":"LOOKUP(B67,Data!$A$6:$A$1806,Data!C$6:C$1806)","v":3654.29443359375},null,null,null,-32.80029296875,-34.846020394177408,null,null,-0.40990108221450361,3644.0019466471936,null,null,null,null,null,null,null,"T-24 sec",40098.102083333353,{"$f":"LOOKUP($V67,Data!$A$6:$A$1806,Data!$B$6:$B$1806)","v":60.041000366210938},{"$f":"LOOKUP($V67,Data!$A$6:$A$1806,Data!$C$6:$C$1806)","v":3654.29443359375},{"$f":"LOOKUP($V67,Data!$A$6:$A$1806,Data!$D$6:$D$1806)","v":350},{"$f":"IF($Z$1=\"+\",LOOKUP($V67,Data!$A$6:$A$1806,Data!$E$6:$E$1806)*-1,LOOKUP($V67,Data!$A$6:$A$1806,Data!$E$6:$E$1806))","v":-165.1016845703125},{"$f":"LOOKUP($V67,Data!$A$6:$A$1806,Data!$F$6:$F$1806)","v":0},{"$f":"LOOKUP($V67,Data!$A$6:$A$1806,Data!$G$6:$G$1806)","v":112.5},{"$f":"LOOKUP($V67,Data!$A$6:$A$1806,Data!$H$6:$H$1806)","v":10},{"$f":"LOOKUP($V67,Data!$A$6:$A$1806,Data!$I$6:$I$1806)","v":15},{"$f":"LOOKUP($V67,Data!$A$6:$A$1806,Data!$J$6:$J$1806)","v":-103},{"$f":"LOOKUP($V67,Data!$A$6:$A$1806,Data!$K$6:$K$1806)","v":7574.25},-32.80029296875,"T-24 sec",40098.102083333353]
["T-22 sec",40098.1021064815,{"$f":"LOOKUP(B68,Data!$A$6:$A$1806,Data!B$6:B$1806)","v":60.041000366210938},{"$f":"LOOKUP(B68,Data!$A$6:$A$1806,Data!C$6:C$1806)","v":3654.29443359375},null,null,null,-32.80029296875,-34.130015795277814,null,null,-0.40990108221450361,3644.3080501638783,null,null,null,null,null,null,null,"T-22 sec",40098.1021064815,{"$f":"LOOKUP($V68,Data!$A$6:$A$1806,Data!$B$6:$B$1806)","v":60.041000366210938},{"$f":"LOOKUP($V68,Data!$A$6:$A$1806,Data!$C$6:$C$1806)","v":3654.29443359375},{"$f":"LOOKUP($V68,Data!$A$6:$A$1806,Data!$D$6:$D$1806)","v":350},{"$f":"IF($Z$1=\"+\",LOOKUP($V68,Data!$A$6:$A$1806,Data!$E$6:$E$1806)*-1,LOOKUP($V68,Data!$A$6:$A$1806,Data!$E$6:$E$1806))","v":-165.1016845703125},{"$f":"LOOKUP($V68,Data!$A$6:$A$1806,Data!$F$6:$F$1806)","v":0},{"$f":"LOOKUP($V68,Data!$A$6:$A$1806,Data!$G$6:$G$1806)","v":112.5},{"$f":"LOOKUP($V68,Data!$A$6:$A$1806,Data!$H$6:$H$1806)","v":10},{"$f":"LOOKUP($V68,Data!$A$6:$A$1806,Data!$I$6:$I$1806)","v":15},{"$f":"LOOKUP($V68,Data!$A$6:$A$1806,Data!$J$6:$J$1806)","v":-103},{"$f":"LOOKUP($V68,Data!$A$6:$A$1806,Data!$K$6:$K$1806)","v":7574.25},-32.80029296875,"T-22 sec",40098.1021064815]
["T-20 sec",40098.102129629646,{"$f":"LOOKUP(B69,Data!$A$6:$A$1806,Data!B$6:B$1806)","v":60.041000366210938},{"$f":"LOOKUP(B69,Data!$A$6:$A$1806,Data!C$6:C$1806)","v":3651.874267578125},null,null,null,-32.80029296875,-33.66461280599308,null,null,-0.40990108221450361,3644.3635520709486,null,null,null,null,null,null,null,"T-20 sec",40098.102129629646,{"$f":"LOOKUP($V69,Data!$A$6:$A$1806,Data!$B$6:$B$1806)","v":60.041000366210938},{"$f":"LOOKUP($V69,Data!$A$6:$A$1806,Data!$C$6:$C$1806)","v":3651.874267578125},{"$f":"LOOKUP($V69,Data!$A$6:$A$1806,Data!$D$6:$D$1806)","v":350},{"$f":"IF($Z$1=\"+\",LOOKUP($V69,Data!$A$6:$A$1806,Data!$E$6:$E$1806)*-1,LOOKUP($V69,Data!$A$6:$A$1806,Data!$E$6:$E$1806))","v":-165.47639465332031},{"$f":"LOOKUP($V69,Data!$A$6:$A$1806,Data!$F$6:$F$1806)","v":0},{"$f":"LOOKUP($V69,Data!$A$6:$A$1806,Data!$G$6:$G$1806)","v":113},{"$f":"LOOKUP($V69,Data!$A$6:$A$1806,Data!$H$6:$H$1806)","v":10},{"$f":"LOOKUP($V69,Data!$A$6:$A$1806,Data!$I$6:$I$1806)","v":15},{"$f":"LOOKUP($V69,Data!$A$6:$A$1806,Data!$J$6:$J$1806)","v":-103},{"$f":"LOOKUP($V69,Data!$A$6:$A$1806,Data!$K$6:$K$1806)","v":7574.58},-32.80029296875,"T-20 sec",40098.102129629646]
["T-18 sec",40098.102152777792,{"$f":"LOOKUP(B70,Data!$A$6:$A$1806,Data!B$6:B$1806)","v":60.041000366210938},{"$f":"LOOKUP(B70,Data!$A$6:$A$1806,Data!C$6:C$1806)","v":3651.874267578125},null,null,null,-32.80029296875,-33.362100862958002,null,null,-0.40990108221450361,3644.2561629317688,null,null,null,null,null,null,null,"T-18 sec",40098.102152777792,{"$f":"LOOKUP($V70,Data!$A$6:$A$1806,Data!$B$6:$B$1806)","v":60.041000366210938},{"$f":"LOOKUP($V70,Data!$A$6:$A$1806,Data!$C$6:$C$1806)","v":3651.874267578125},{"$f":"LOOKUP($V70,Data!$A$6:$A$1806,Data!$D$6:$D$1806)","v":350},{"$f":"IF($Z$1=\"+\",LOOKUP($V70,Data!$A$6:$A$1806,Data!$E$6:$E$1806)*-1,LOOKUP($V70,Data!$A$6:$A$1806,Data!$E$6:$E$1806))","v":-165.47639465332031},{"$f":"LOOKUP($V70,Data!$A$6:$A$1806,Data!$F$6:$F$1806)","v":0},{"$f":"LOOKUP($V70,Data!$A$6:$A$1806,Data!$G$6:$G$1806)","v":113},{"$f":"LOOKUP($V70,Data!$A$6:$A$1806,Data!$H$6:$H$1806)","v":10},{"$f":"LOOKUP($V70,Data!$A$6:$A$1806,Data!$I$6:$I$1806)","v":15},{"$f":"LOOKUP($V70,Data!$A$6:$A$1806,Data!$J$6:$J$1806)","v":-103},{"$f":"LOOKUP($V70,Data!$A$6:$A$1806,Data!$K$6:$K$1806)","v":7574.58},-32.80029296875,"T-18 sec",40098.102152777792]
["T-16 sec",40098.102175925938,{"$f":"LOOKUP(B71,Data!$A$6:$A$1806,Data!B$6:B$1806)","v":60.041000366210938},{"$f":"LOOKUP(B71,Data!$A$6:$A$1806,Data!C$6:C$1806)","v":3649.18701171875},{"$f":"AVERAGE($C$71:$C$78)","v":60.041999816894531},{"$f":"AVERAGE($D$71:$D$78)","v":3645.302734375},null,{"$f":"(IF((C71-$L$2)>0,((C71-$L$2-$L$5)/(($L$4*$L$2)-$L$5)*$L$3*-1),((C71-$L$2+$L$5)/(($L$4*$L$2)-$L$5)*$L$3*-1)))","v":-32.80029296875},-33.165468099985205,null,null,-0.40990108221450361,3644.0428946125271,null,null,null,null,null,null,null,"T-16 sec",40098.102175925938,{"$f":"LOOKUP($V71,Data!$A$6:$A$1806,Data!$B$6:$B$1806)","v":60.041000366210938},{"$f":"LOOKUP($V71,Data!$A$6:$A$1806,Data!$C$6:$C$1806)","v":3649.18701171875},{"$f":"LOOKUP($V71,Data!$A$6:$A$1806,Data!$D$6:$D$1806)","v":350},{"$f":"IF($Z$1=\"+\",LOOKUP($V71,Data!$A$6:$A$1806,Data!$E$6:$E$1806)*-1,LOOKUP($V71,Data!$A$6:$A$1806,Data!$E$6:$E$1806))","v":-165.47639465332031},{"$f":"LOOKUP($V71,Data!$A$6:$A$1806,Data!$F$6:$F$1806)","v":0},{"$f":"LOOKUP($V71,Data!$A$6:$A$1806,Data!$G$6:$G$1806)","v":113.5},{"$f":"LOOKUP($V71,Data!$A$6:$A$1806,Data!$H$6:$H$1806)","v":10},{"$f":"LOOKUP($V71,Data!$A$6:$A$1806,Data!$I$6:$I$1806)","v":15},{"$f":"LOOKUP($V71,Data!$A$6:$A$1806,Data!$J$6:$J$1806)","v":-103},{"$f":"LOOKUP($V71,Data!$A$6:$A$1806,Data!$K$6:$K$1806)","v":7574.91},-32.80029296875,"T-16 sec",40098.102175925938,{"$f":"AVERAGE($W$71:$W$78)","v":60.041999816894531},{"$f":"AVERAGE($X$71:$X$78)","v":3645.302734375},{"$f":"AVERAGE($Y$71:$Y$78)","v":350},{"$f":"AVERAGE($Z$71:$Z$78)","v":-165.47639465332031},{"$f":"AVERAGE($AA$71:$AA$78)","v":0},{"$f":"AVERAGE($AB$71:$AB$78)","v":114.25},{"$f":"AVERAGE($AC$71:$AC$78)","v":10},{"$f":"AVERAGE($AD$71:$AD$78)","v":15},{"$f":"AVERAGE($AE$71:$AE$78)","v":-103},{"$f":"AVERAGE($AF$71:$AF$78)","v":7575.4049999999997},{"$f":"AVERAGE($AG$71:$AG$78)","v":-33.599853515625}]
["T-14 sec",40098.102199074085,{"$f":"LOOKUP(B72,Data!$A$6:$A$1806,Data!B$6:B$1806)","v":60.041000366210938},{"$f":"LOOKUP(B72,Data!$A$6:$A$1806,Data!C$6:C$1806)","v":3649.18701171875},{"$f":"AVERAGE($C$71:$C$78)","v":60.041999816894531},{"$f":"AVERAGE($D$71:$D$78)","v":3645.302734375},null,-32.80029296875,-33.037656804052887,null,null,-0.40990108221450361,3643.7608048262446,null,null,null,null,null,null,null,"T-14 sec",40098.102199074085,{"$f":"LOOKUP($V72,Data!$A$6:$A$1806,Data!$B$6:$B$1806)","v":60.041000366210938},{"$f":"LOOKUP($V72,Data!$A$6:$A$1806,Data!$C$6:$C$1806)","v":3649.18701171875},{"$f":"LOOKUP($V72,Data!$A$6:$A$1806,Data!$D$6:$D$1806)","v":350},{"$f":"IF($Z$1=\"+\",LOOKUP($V72,Data!$A$6:$A$1806,Data!$E$6:$E$1806)*-1,LOOKUP($V72,Data!$A$6:$A$1806,Data!$E$6:$E$1806))","v":-165.47639465332031},{"$f":"LOOKUP($V72,Data!$A$6:$A$1806,Data!$F$6:$F$1806)","v":0},{"$f":"LOOKUP($V72,Data!$A$6:$A$1806,Data!$G$6:$G$1806)","v":113.5},{"$f":"LOOKUP($V72,Data!$A$6:$A$1806,Data!$H$6:$H$1806)","v":10},{"$f":"LOOKUP($V72,Data!$A$6:$A$1806,Data!$I$6:$I$1806)","v":15},{"$f":"LOOKUP($V72,Data!$A$6:$A$1806,Data!$J$6:$J$1806)","v":-103},{"$f":"LOOKUP($V72,Data!$A$6:$A$1806,Data!$K$6:$K$1806)","v":7574.91},-32.80029296875,"T-14 sec",40098.102199074085,{"$f":"AVERAGE($W$71:$W$78)","v":60.041999816894531},{"$f":"AVERAGE($X$71:$X$78)","v":3645.302734375},{"$f":"AVERAGE($Y$71:$Y$78)","v":350},{"$f":"AVERAGE($Z$71:$Z$78)","v":-165.47639465332031},{"$f":"AVERAGE($AA$71:$AA$78)","v":0},{"$f":"AVERAGE($AB$71:$AB$78)","v":114.25},{"$f":"AVERAGE($AC$71:$AC$78)","v":10},{"$f":"AVERAGE($AD$71:$AD$78)","v":15},{"$f":"AVERAGE($AE$71:$AE$78)","v":-103},{"$f":"AVERAGE($AF$71:$AF$78)","v":7575.4049999999997},{"$f":"AVERAGE($AG$71:$AG$78)","v":-33.599853515625}]
["T-12 sec",40098.102222222231,{"$f":"LOOKUP(B73,Data!$A$6:$A$1806,Data!B$6:B$1806)","v":60.044998168945313},{"$f":"LOOKUP(B73,Data!$A$6:$A$1806,Data!C$6:C$1806)","v":3645.386962890625},60.041999816894531,3645.302734375,null,-35.99853515625,-34.073964227321881,null,null,-0.40990108221450361,3642.3145963207608,null,null,null,null,null,null,null,"T-12 sec",40098.102222222231,{"$f":"LOOKUP($V73,Data!$A$6:$A$1806,Data!$B$6:$B$1806)","v":60.044998168945313},{"$f":"LOOKUP($V73,Data!$A$6:$A$1806,Data!$C$6:$C$1806)","v":3645.386962890625},{"$f":"LOOKUP($V73,Data!$A$6:$A$1806,Data!$D$6:$D$1806)","v":350},{"$f":"IF($Z$1=\"+\",LOOKUP($V73,Data!$A$6:$A$1806,Data!$E$6:$E$1806)*-1,LOOKUP($V73,Data!$A$6:$A$1806,Data!$E$6:$E$1806))","v":-165.47639465332031},{"$f":"LOOKUP($V73,Data!$A$6:$A$1806,Data!$F$6:$F$1806)","v":0},{"$f":"LOOKUP($V73,Data!$A$6:$A$1806,Data!$G$6:$G$1806)","v":114},{"$f":"LOOKUP($V73,Data!$A$6:$A$1806,Data!$H$6:$H$1806)","v":10},{"$f":"LOOKUP($V73,Data!$A$6:$A$1806,Data!$I$6:$I$1806)","v":15},{"$f":"LOOKUP($V73,Data!$A$6:$A$1806,Data!$J$6:$J$1806)","v":-103},{"$f":"LOOKUP($V73,Data!$A$6:$A$1806,Data!$K$6:$K$1806)","v":7575.24},-35.99853515625,"T-12 sec",40098.102222222231,60.041999816894531,3645.302734375,350,-165.47639465332031,0,114.25,10,15,-103,7575.4049999999997,-33.599853515625]
["T-10 sec",40098.102245370377,{"$f":"LOOKUP(B74,Data!$A$6:$A$1806,Data!B$6:B$1806)","v":60.044998168945313},{"$f":"LOOKUP(B74,Data!$A$6:$A$1806,Data!C$6:C$1806)","v":3645.386962890625},60.041999816894531,3645.302734375,null,-35.99853515625,-34.74756405244672,null,null,-0.40990108221450361,3641.2310954134214,null,null,null,null,null,null,null,"T-10 sec",40098.102245370377,{"$f":"LOOKUP($V74,Data!$A$6:$A$1806,Data!$B$6:$B$1806)","v":60.044998168945313},{"$f":"LOOKUP($V74,Data!$A$6:$A$1806,Data!$C$6:$C$1806)","v":3645.386962890625},{"$f":"LOOKUP($V74,Data!$A$6:$A$1806,Data!$D$6:$D$1806)","v":350},{"$f":"IF($Z$1=\"+\",LOOKUP($V74,Data!$A$6:$A$1806,Data!$E$6:$E$1806)*-1,LOOKUP($V74,Data!$A$6:$A$1806,Data!$E$6:$E$1806))","v":-165.47639465332031},{"$f":"LOOKUP($V74,Data!$A$6:$A$1806,Data!$F$6:$F$1806)","v":0},{"$f":"LOOKUP($V74,Data!$A$6:$A$1806,Data!$G$6:$G$1806)","v":114},{"$f":"LOOKUP($V74,Data!$A$6:$A$1806,Data!$H$6:$H$1806)","v":10},{"$f":"LOOKUP($V74,Data!$A$6:$A$1806,Data!$I$6:$I$1806)","v":15},{"$f":"LOOKUP($V74,Data!$A$6:$A$1806,Data!$J$6:$J$1806)","v":-103},{"$f":"LOOKUP($V74,Data!$A$6:$A$1806,Data!$K$6:$K$1806)","v":7575.24},-35.99853515625,"T-10 sec",40098.102245370377,60.041999816894531,3645.302734375,350,-165.47639465332031,0,114.25,10,15,-103,7575.4049999999997,-33.599853515625]
["T-08 sec",40098.102268518523,{"$f":"LOOKUP(B75,Data!$A$6:$A$1806,Data!B$6:B$1806)","v":60.041000366210938},{"$f":"LOOKUP(B75,Data!$A$6:$A$1806,Data!C$6:C$1806)","v":3645.44580078125},60.041999816894531,3645.302734375,null,-32.80029296875,-34.066019173152867,null,null,-0.40990108221450361,3641.5027392105007,null,null,null,null,null,null,null,"T-08 sec",40098.102268518523,{"$f":"LOOKUP($V75,Data!$A$6:$A$1806,Data!$B$6:$B$1806)","v":60.041000366210938},{"$f":"LOOKUP($V75,Data!$A$6:$A$1806,Data!$C$6:$C$1806)","v":3645.44580078125},{"$f":"LOOKUP($V75,Data!$A$6:$A$1806,Data!$D$6:$D$1806)","v":350},{"$f":"IF($Z$1=\"+\",LOOKUP($V75,Data!$A$6:$A$1806,Data!$E$6:$E$1806)*-1,LOOKUP($V75,Data!$A$6:$A$1806,Data!$E$6:$E$1806))","v":-165.47639465332031},{"$f":"LOOKUP($V75,Data!$A$6:$A$1806,Data!$F$6:$F$1806)","v":0},{"$f":"LOOKUP($V75,Data!$A$6:$A$1806,Data!$G$6:$G$1806)","v":114.5},{"$f":"LOOKUP($V75,Data!$A$6:$A$1806,Data!$H$6:$H$1806)","v":10},{"$f":"LOOKUP($V75,Data!$A$6:$A$1806,Data!$I$6:$I$1806)","v":15},{"$f":"LOOKUP($V75,Data!$A$6:$A$1806,Data!$J$6:$J$1806)","v":-103},{"$f":"LOOKUP($V75,Data!$A$6:$A$1806,Data!$K$6:$K$1806)","v":7575.57},-32.80029296875,"T-08 sec",40098.102268518523,60.041999816894531,3645.302734375,350,-165.47639465332031,0,114.25,10,15,-103,7575.4049999999997,-33.599853515625]
["T-06 sec",40098.10229166667,{"$f":"LOOKUP(B76,Data!$A$6:$A$1806,Data!B$6:B$1806)","v":60.041000366210938},{"$f":"LOOKUP(B76,Data!$A$6:$A$1806,Data!C$6:C$1806)","v":3645.44580078125},60.041999816894531,3645.302734375,null,-32.80029296875,-33.623015001611861,null,null,-0.40990108221450361,3641.535842299827,null,null,null,null,null,null,null,"T-06 sec",40098.10229166667,{"$f":"LOOKUP($V76,Data!$A$6:$A$1806,Data!$B$6:$B$1806)","v":60.041000366210938},{"$f":"LOOKUP($V76,Data!$A$6:$A$1806,Data!$C$6:$C$1806)","v":3645.44580078125},{"$f":"LOOKUP($V76,Data!$A$6:$A$1806,Data!$D$6:$D$1806)","v":350},{"$f":"IF($Z$1=\"+\",LOOKUP($V76,Data!$A$6:$A$1806,Data!$E$6:$E$1806)*-1,LOOKUP($V76,Data!$A$6:$A$1806,Data!$E$6:$E$1806))","v":-165.47639465332031},{"$f":"LOOKUP($V76,Data!$A$6:$A$1806,Data!$F$6:$F$1806)","v":0},{"$f":"LOOKUP($V76,Data!$A$6:$A$1806,Data!$G$6:$G$1806)","v":114.5},{"$f":"LOOKUP($V76,Data!$A$6:$A$1806,Data!$H$6:$H$1806)","v":10},{"$f":"LOOKUP($V76,Data!$A$6:$A$1806,Data!$I$6:$I$1806)","v":15},{"$f":"LOOKUP($V76,Data!$A$6:$A$1806,Data!$J$6:$J$1806)","v":-103},{"$f":"LOOKUP($V76,Data!$A$6:$A$1806,Data!$K$6:$K$1806)","v":7575.57},-32.80029296875,"T-06 sec",40098.10229166667,60.041999816894531,3645.302734375,350,-165.47639465332031,0,114.25,10,15,-103,7575.4049999999997,-33.599853515625]
["T-04 sec",40098.102314814816,{"$f":"LOOKUP(B77,Data!$A$6:$A$1806,Data!B$6:B$1806)","v":60.041000366210938},{"$f":"LOOKUP(B77,Data!$A$6:$A$1806,Data!C$6:C$1806)","v":3641.191162109375},60.041999816894531,3645.302734375,null,-32.80029296875,-33.335062290110216,null,null,-0.40990108221450361,3641.4138939291138,null,null,null,null,null,null,null,"T-04 sec",40098.102314814816,{"$f":"LOOKUP($V77,Data!$A$6:$A$1806,Data!$B$6:$B$1806)","v":60.041000366210938},{"$f":"LOOKUP($V77,Data!$A$6:$A$1806,Data!$C$6:$C$1806)","v":3641.191162109375},{"$f":"LOOKUP($V77,Data!$A$6:$A$1806,Data!$D$6:$D$1806)","v":350},{"$f":"IF($Z$1=\"+\",LOOKUP($V77,Data!$A$6:$A$1806,Data!$E$6:$E$1806)*-1,LOOKUP($V77,Data!$A$6:$A$1806,Data!$E$6:$E$1806))","v":-165.47639465332031},{"$f":"LOOKUP($V77,Data!$A$6:$A$1806,Data!$F$6:$F$1806)","v":0},{"$f":"LOOKUP($V77,Data!$A$6:$A$1806,Data!$G$6:$G$1806)","v":115},{"$f":"LOOKUP($V77,Data!$A$6:$A$1806,Data!$H$6:$H$1806)","v":10},{"$f":"LOOKUP($V77,Data!$A$6:$A$1806,Data!$I$6:$I$1806)","v":15},{"$f":"LOOKUP($V77,Data!$A$6:$A$1806,Data!$J$6:$J$1806)","v":-103},{"$f":"LOOKUP($V77,Data!$A$6:$A$1806,Data!$K$6:$K$1806)","v":7575.9},-32.80029296875,"T-04 sec",40098.102314814816,60.041999816894531,3645.302734375,350,-165.47639465332031,0,114.25,10,15,-103,7575.4049999999997,-33.599853515625]
["T-02 sec",{"$f":"B79-TIME(0,0,$B$1)","v":40098.102337962962},{"$f":"LOOKUP(B78,Data!$A$6:$A$1806,Data!B$6:B$1806)","v":60.041000366210938},{"$f":"LOOKUP(B78,Data!$A$6:$A$1806,Data!C$6:C$1806)","v":3641.191162109375},60.041999816894531,3645.302734375,null,-32.80029296875,-33.14789302763414,null,null,-0.40990108221450361,{"$f":"D78","v":3641.191162109375},null,null,null,null,null,null,null,"T-02 sec",{"$f":"V79-TIME(0,0,$B$1)","v":40098.102337962962},{"$f":"LOOKUP($V78,Data!$A$6:$A$1806,Data!$B$6:$B$1806)","v":60.041000366210938},{"$f":"LOOKUP($V78,Data!$A$6:$A$1806,Data!$C$6:$C$1806)","v":3641.191162109375},{"$f":"LOOKUP($V78,Data!$A$6:$A$1806,Data!$D$6:$D$1806)","v":350},{"$f":"IF($Z$1=\"+\",LOOKUP($V78,Data!$A$6:$A$1806,Data!$E$6:$E$1806)*-1,LOOKUP($V78,Data!$A$6:$A$1806,Data!$E$6:$E$1806))","v":-165.47639465332031},{"$f":"LOOKUP($V78,Data!$A$6:$A$1806,Data!$F$6:$F$1806)","v":0},{"$f":"LOOKUP($V78,Data!$A$6:$A$1806,Data!$G$6:$G$1806)","v":115},{"$f":"LOOKUP($V78,Data!$A$6:$A$1806,Data!$H$6:$H$1806)","v":10},{"$f":"LOOKUP($V78,Data!$A$6:$A$1806,Data!$I$6:$I$1806)","v":15},{"$f":"LOOKUP($V78,Data!$A$6:$A$1806,Data!$J$6:$J$1806)","v":-103},{"$f":"LOOKUP($V78,Data!$A$6:$A$1806,Data!$K$6:$K$1806)","v":7575.9},-32.80029296875,"T-02 sec",{"$f":"AI79-TIME(0,0,$B$1)","v":40098.102337962962},60.041999816894531,3645.302734375,350,-165.47639465332031,0,114.25,10,15,-103,7575.4049999999997,-33.599853515625]
["T+0 sec",{"$f":"G2","v":40098.102361111109},{"$f":"LOOKUP(B79,Data!$A$6:$A$1806,Data!B$6:B$1806)","v":59.978000640869141},{"$f":"LOOKUP(B79,Data!$A$6:$A$1806,Data!C$6:C$1806)","v":3696.3623046875},null,null,null,17.5994873046875,-15.386309911321568,null,null,0,{"$f":"M78+L79+(I79-I78)","v":3658.9527452256875},null,null,null,null,null,null,null,"T+0 sec",{"$f":"$G2","v":40098.102361111109},{"$f":"LOOKUP($V79,Data!$A$6:$A$1806,Data!$B$6:$B$1806)","v":59.978000640869141},{"$f":"LOOKUP($V79,Data!$A$6:$A$1806,Data!$C$6:$C$1806)","v":3696.3623046875},{"$f":"LOOKUP($V79,Data!$A$6:$A$1806,Data!$D$6:$D$1806)","v":350},{"$f":"IF($Z$1=\"+\",LOOKUP($V79,Data!$A$6:$A$1806,Data!$E$6:$E$1806)*-1,LOOKUP($V79,Data!$A$6:$A$1806,Data!$E$6:$E$1806))","v":-206.4591064453125},{"$f":"LOOKUP($V79,Data!$A$6:$A$1806,Data!$F$6:$F$1806)","v":1},{"$f":"LOOKUP($V79,Data!$A$6:$A$1806,Data!$G$6:$G$1806)","v":115.5},{"$f":"LOOKUP($V79,Data!$A$6:$A$1806,Data!$H$6:$H$1806)","v":10},{"$f":"LOOKUP($V79,Data!$A$6:$A$1806,Data!$I$6:$I$1806)","v":15},{"$f":"LOOKUP($V79,Data!$A$6:$A$1806,Data!$J$6:$J$1806)","v":-103},{"$f":"LOOKUP($V79,Data!$A$6:$A$1806,Data!$K$6:$K$1806)","v":7576.23},17.5994873046875,"T+0 sec",{"$f":"$G2","v":40098.102361111109}]
["T+02 sec",{"$f":"B79+TIME(0,0,$B$1)","v":40098.102384259255},{"$f":"LOOKUP(B80,Data!$A$6:$A$1806,Data!B$6:B$1806)","v":59.978000640869141},{"$f":"LOOKUP(B80,Data!$A$6:$A$1806,Data!C$6:C$1806)","v":3696.3623046875},null,null,null,17.5994873046875,-3.841280885718394,null,null,{"$f":"IF(B80>G$3,0,(K$21*0.000023148/K$22))","v":0.62417039744535951},{"$f":"M79+L80+(I80-I79)","v":3671.1219446487357},{"$f":"AVERAGE(D$79:D80)","v":3696.3623046875},{"$f":"AVERAGE(M$79:M80)","v":3665.0373449372119},{"$f":"K20+L78-I77","v":3674.1163233172706},{"$f":"AVERAGE(P$79:P80)","v":3674.1163233172706},null,null,null,"T+02 sec",{"$f":"V79+TIME(0,0,$B$1)","v":40098.102384259255},{"$f":"LOOKUP($V80,Data!$A$6:$A$1806,Data!$B$6:$B$1806)","v":59.978000640869141},{"$f":"LOOKUP($V80,Data!$A$6:$A$1806,Data!$C$6:$C$1806)","v":3696.3623046875},{"$f":"LOOKUP($V80,Data!$A$6:$A$1806,Data!$D$6:$D$1806)","v":350},{"$f":"IF($Z$1=\"+\",LOOKUP($V80,Data!$A$6:$A$1806,Data!$E$6:$E$1806)*-1,LOOKUP($V80,Data!$A$6:$A$1806,Data!$E$6:$E$1806))","v":-206.4591064453125},{"$f":"LOOKUP($V80,Data!$A$6:$A$1806,Data!$F$6:$F$1806)","v":1},{"$f":"LOOKUP($V80,Data!$A$6:$A$1806,Data!$G$6:$G$1806)","v":115.5},{"$f":"LOOKUP($V80,Data!$A$6:$A$1806,Data!$H$6:$H$1806)","v":10},{"$f":"LOOKUP($V80,Data!$A$6:$A$1806,Data!$I$6:$I$1806)","v":15},{"$f":"LOOKUP($V80,Data!$A$6:$A$1806,Data!$J$6:$J$1806)","v":-103},{"$f":"LOOKUP($V80,Data!$A$6:$A$1806,Data!$K$6:$K$1806)","v":7576.23},17.5994873046875,"T+02 sec",{"$f":"AI79+TIME(0,0,$B$1)","v":40098.102384259255}]
["T+04 sec",{"$f":"B80+TIME(0,0,$B$1)","v":40098.102407407401},{"$f":"LOOKUP(B81,Data!$A$6:$A$1806,Data!B$6:B$1806)","v":59.978000640869141},{"$f":"LOOKUP(B81,Data!$A$6:$A$1806,Data!C$6:C$1806)","v":3696.3623046875},null,null,null,17.5994873046875,3.6629879809236687,null,null,0.62417039744535951,3679.2503839128231,{"$f":"AVERAGE(D$79:D81)","v":3696.3623046875},{"$f":"AVERAGE(M$79:M81)","v":3669.7750245957491},{"$f":"P80+L81","v":3674.7404937147157},{"$f":"AVERAGE(P$79:P81)","v":3674.4284085159934},null,null,null,"T+04 sec",{"$f":"V80+TIME(0,0,$B$1)","v":40098.102407407401},{"$f":"LOOKUP($V81,Data!$A$6:$A$1806,Data!$B$6:$B$1806)","v":59.978000640869141},{"$f":"LOOKUP($V81,Data!$A$6:$A$1806,Data!$C$6:$C$1806)","v":3696.3623046875},{"$f":"LOOKUP($V81,Data!$A$6:$A$1806,Data!$D$6:$D$1806)","v":350},{"$f":"IF($Z$1=\"+\",LOOKUP($V81,Data!$A$6:$A$1806,Data!$E$6:$E$1806)*-1,LOOKUP($V81,Data!$A$6:$A$1806,Data!$E$6:$E$1806))","v":-206.4591064453125},{"$f":"LOOKUP($V81,Data!$A$6:$A$1806,Data!$F$6:$F$1806)","v":1},{"$f":"LOOKUP($V81,Data!$A$6:$A$1806,Data!$G$6:$G$1806)","v":115.5},{"$f":"LOOKUP($V81,Data!$A$6:$A$1806,Data!$H$6:$H$1806)","v":10},{"$f":"LOOKUP($V81,Data!$A$6:$A$1806,Data!$I$6:$I$1806)","v":15},{"$f":"LOOKUP($V81,Data!$A$6:$A$1806,Data!$J$6:$J$1806)","v":-103},{"$f":"LOOKUP($V81,Data!$A$6:$A$1806,Data!$K$6:$K$1806)","v":7576.23},17.5994873046875,"T+04 sec",{"$f":"AI80+TIME(0,0,$B$1)","v":40098.102407407401}]
["T+06 sec",40098.102430555547,{"$f":"LOOKUP(B82,Data!$A$6:$A$1806,Data!B$6:B$1806)","v":59.83599853515625},{"$f":"LOOKUP(B82,Data!$A$6:$A$1806,Data!C$6:C$1806)","v":3734.672607421875},null,null,null,131.201171875,48.301352343850382,null,null,0.62417039744535951,3724.5129186731947,{"$f":"AVERAGE(D$79:D82)","v":3705.9398803710937},{"$f":"AVERAGE(M$79:M82)","v":3683.4594981151104},{"$f":"P81+L82","v":3675.3646641121609},{"$f":"AVERAGE(P$79:P82)","v":3674.7404937147162},null,null,null,"T+06 sec",40098.102430555547,{"$f":"LOOKUP($V82,Data!$A$6:$A$1806,Data!$B$6:$B$1806)","v":59.83599853515625},{"$f":"LOOKUP($V82,Data!$A$6:$A$1806,Data!$C$6:$C$1806)","v":3734.672607421875},{"$f":"LOOKUP($V82,Data!$A$6:$A$1806,Data!$D$6:$D$1806)","v":335},{"$f":"IF($Z$1=\"+\",LOOKUP($V82,Data!$A$6:$A$1806,Data!$E$6:$E$1806)*-1,LOOKUP($V82,Data!$A$6:$A$1806,Data!$E$6:$E$1806))","v":-206.4591064453125},{"$f":"LOOKUP($V82,Data!$A$6:$A$1806,Data!$F$6:$F$1806)","v":1},{"$f":"LOOKUP($V82,Data!$A$6:$A$1806,Data!$G$6:$G$1806)","v":116},{"$f":"LOOKUP($V82,Data!$A$6:$A$1806,Data!$H$6:$H$1806)","v":10},{"$f":"LOOKUP($V82,Data!$A$6:$A$1806,Data!$I$6:$I$1806)","v":0},{"$f":"LOOKUP($V82,Data!$A$6:$A$1806,Data!$J$6:$J$1806)","v":-103},{"$f":"LOOKUP($V82,Data!$A$6:$A$1806,Data!$K$6:$K$1806)","v":7576.56},131.201171875,"T+06 sec",40098.102430555547]
["T+08 sec",40098.102453703694,{"$f":"LOOKUP(B83,Data!$A$6:$A$1806,Data!B$6:B$1806)","v":59.83599853515625},{"$f":"LOOKUP(B83,Data!$A$6:$A$1806,Data!C$6:C$1806)","v":3734.672607421875},null,null,null,131.201171875,77.316289179752744,null,null,0.62417039744535951,3754.1520259065423,{"$f":"AVERAGE(D$79:D83)","v":3711.6864257812499},{"$f":"AVERAGE(M$79:M83)","v":3697.5980036733972},3675.988834509606,{"$f":"AVERAGE(P$79:P83)","v":3675.0525789134385},null,null,null,"T+08 sec",40098.102453703694,{"$f":"LOOKUP($V83,Data!$A$6:$A$1806,Data!$B$6:$B$1806)","v":59.83599853515625},{"$f":"LOOKUP($V83,Data!$A$6:$A$1806,Data!$C$6:$C$1806)","v":3734.672607421875},{"$f":"LOOKUP($V83,Data!$A$6:$A$1806,Data!$D$6:$D$1806)","v":335},{"$f":"IF($Z$1=\"+\",LOOKUP($V83,Data!$A$6:$A$1806,Data!$E$6:$E$1806)*-1,LOOKUP($V83,Data!$A$6:$A$1806,Data!$E$6:$E$1806))","v":-206.4591064453125},{"$f":"LOOKUP($V83,Data!$A$6:$A$1806,Data!$F$6:$F$1806)","v":1},{"$f":"LOOKUP($V83,Data!$A$6:$A$1806,Data!$G$6:$G$1806)","v":116},{"$f":"LOOKUP($V83,Data!$A$6:$A$1806,Data!$H$6:$H$1806)","v":10},{"$f":"LOOKUP($V83,Data!$A$6:$A$1806,Data!$I$6:$I$1806)","v":0},{"$f":"LOOKUP($V83,Data!$A$6:$A$1806,Data!$J$6:$J$1806)","v":-103},{"$f":"LOOKUP($V83,Data!$A$6:$A$1806,Data!$K$6:$K$1806)","v":7576.56},131.201171875,"T+08 sec",40098.102453703694]
["T+10 sec",40098.10247685184,{"$f":"LOOKUP(B84,Data!$A$6:$A$1806,Data!B$6:B$1806)","v":59.891998291015625},{"$f":"LOOKUP(B84,Data!$A$6:$A$1806,Data!C$6:C$1806)","v":3761.24951171875},null,null,null,86.4013671875,80.496066482464286,null,null,0.62417039744535951,3757.955973606699,{"$f":"AVERAGE(D$79:D84)","v":3719.9469401041665},{"$f":"AVERAGE(M$79:M84)","v":3707.6576653289471},3676.6130049070512,{"$f":"AVERAGE(P$79:P84)","v":3675.3646641121609},null,null,null,"T+10 sec",40098.10247685184,{"$f":"LOOKUP($V84,Data!$A$6:$A$1806,Data!$B$6:$B$1806)","v":59.891998291015625},{"$f":"LOOKUP($V84,Data!$A$6:$A$1806,Data!$C$6:$C$1806)","v":3761.24951171875},{"$f":"LOOKUP($V84,Data!$A$6:$A$1806,Data!$D$6:$D$1806)","v":335},{"$f":"IF($Z$1=\"+\",LOOKUP($V84,Data!$A$6:$A$1806,Data!$E$6:$E$1806)*-1,LOOKUP($V84,Data!$A$6:$A$1806,Data!$E$6:$E$1806))","v":-206.4591064453125},{"$f":"LOOKUP($V84,Data!$A$6:$A$1806,Data!$F$6:$F$1806)","v":1},{"$f":"LOOKUP($V84,Data!$A$6:$A$1806,Data!$G$6:$G$1806)","v":116.5},{"$f":"LOOKUP($V84,Data!$A$6:$A$1806,Data!$H$6:$H$1806)","v":10},{"$f":"LOOKUP($V84,Data!$A$6:$A$1806,Data!$I$6:$I$1806)","v":0},{"$f":"LOOKUP($V84,Data!$A$6:$A$1806,Data!$J$6:$J$1806)","v":-103},{"$f":"LOOKUP($V84,Data!$A$6:$A$1806,Data!$K$6:$K$1806)","v":7576.89},86.4013671875,"T+10 sec",40098.10247685184]
["T+12 sec",40098.102499999986,{"$f":"LOOKUP(B85,Data!$A$6:$A$1806,Data!B$6:B$1806)","v":59.891998291015625},{"$f":"LOOKUP(B85,Data!$A$6:$A$1806,Data!C$6:C$1806)","v":3761.24951171875},null,null,null,86.4013671875,82.562921729226787,null,null,0.62417039744535951,3760.6469992509064,{"$f":"AVERAGE(D$79:D85)","v":3725.8473074776784},{"$f":"AVERAGE(M$79:M85)","v":3715.2275701749418},3677.2371753044963,{"$f":"AVERAGE(P$79:P85)","v":3675.6767493108837},null,null,null,"T+12 sec",40098.102499999986,{"$f":"LOOKUP($V85,Data!$A$6:$A$1806,Data!$B$6:$B$1806)","v":59.891998291015625},{"$f":"LOOKUP($V85,Data!$A$6:$A$1806,Data!$C$6:$C$1806)","v":3761.24951171875},{"$f":"LOOKUP($V85,Data!$A$6:$A$1806,Data!$D$6:$D$1806)","v":335},{"$f":"IF($Z$1=\"+\",LOOKUP($V85,Data!$A$6:$A$1806,Data!$E$6:$E$1806)*-1,LOOKUP($V85,Data!$A$6:$A$1806,Data!$E$6:$E$1806))","v":-206.4591064453125},{"$f":"LOOKUP($V85,Data!$A$6:$A$1806,Data!$F$6:$F$1806)","v":1},{"$f":"LOOKUP($V85,Data!$A$6:$A$1806,Data!$G$6:$G$1806)","v":116.5},{"$f":"LOOKUP($V85,Data!$A$6:$A$1806,Data!$H$6:$H$1806)","v":10},{"$f":"LOOKUP($V85,Data!$A$6:$A$1806,Data!$I$6:$I$1806)","v":0},{"$f":"LOOKUP($V85,Data!$A$6:$A$1806,Data!$J$6:$J$1806)","v":-103},{"$f":"LOOKUP($V85,Data!$A$6:$A$1806,Data!$K$6:$K$1806)","v":7576.89},86.4013671875,"T+12 sec",40098.102499999986]
["T+14 sec",40098.102523148133,{"$f":"LOOKUP(B86,Data!$A$6:$A$1806,Data!B$6:B$1806)","v":59.880001068115234},{"$f":"LOOKUP(B86,Data!$A$6:$A$1806,Data!C$6:C$1806)","v":3766.19384765625},null,null,null,95.9991455078125,87.265600051731781,null,null,0.62417039744535951,3765.9738479708567,{"$f":"AVERAGE(D$79:D86)","v":3730.890625},{"$f":"AVERAGE(M$79:M86)","v":3721.5708548994312},3677.8613457019414,{"$f":"AVERAGE(P$79:P86)","v":3675.9888345096065},null,null,null,"T+14 sec",40098.102523148133,{"$f":"LOOKUP($V86,Data!$A$6:$A$1806,Data!$B$6:$B$1806)","v":59.880001068115234},{"$f":"LOOKUP($V86,Data!$A$6:$A$1806,Data!$C$6:$C$1806)","v":3766.19384765625},{"$f":"LOOKUP($V86,Data!$A$6:$A$1806,Data!$D$6:$D$1806)","v":335},{"$f":"IF($Z$1=\"+\",LOOKUP($V86,Data!$A$6:$A$1806,Data!$E$6:$E$1806)*-1,LOOKUP($V86,Data!$A$6:$A$1806,Data!$E$6:$E$1806))","v":-206.4591064453125},{"$f":"LOOKUP($V86,Data!$A$6:$A$1806,Data!$F$6:$F$1806)","v":1},{"$f":"LOOKUP($V86,Data!$A$6:$A$1806,Data!$G$6:$G$1806)","v":117},{"$f":"LOOKUP($V86,Data!$A$6:$A$1806,Data!$H$6:$H$1806)","v":10},{"$f":"LOOKUP($V86,Data!$A$6:$A$1806,Data!$I$6:$I$1806)","v":0},{"$f":"LOOKUP($V86,Data!$A$6:$A$1806,Data!$J$6:$J$1806)","v":-103},{"$f":"LOOKUP($V86,Data!$A$6:$A$1806,Data!$K$6:$K$1806)","v":7577.22},95.9991455078125,"T+14 sec",40098.102523148133]
["T+16 sec",40098.102546296279,{"$f":"LOOKUP(B87,Data!$A$6:$A$1806,Data!B$6:B$1806)","v":59.880001068115234},{"$f":"LOOKUP(B87,Data!$A$6:$A$1806,Data!C$6:C$1806)","v":3766.19384765625},null,null,null,95.9991455078125,90.322340961360027,null,null,0.62417039744535951,3769.6547592779302,{"$f":"AVERAGE(D$79:D87)","v":3734.8132052951387},{"$f":"AVERAGE(M$79:M87)","v":3726.9135109414865},3678.4855160993866,{"$f":"AVERAGE(P$79:P87)","v":3676.3009197083288},null,null,null,"T+16 sec",40098.102546296279,{"$f":"LOOKUP($V87,Data!$A$6:$A$1806,Data!$B$6:$B$1806)","v":59.880001068115234},{"$f":"LOOKUP($V87,Data!$A$6:$A$1806,Data!$C$6:$C$1806)","v":3766.19384765625},{"$f":"LOOKUP($V87,Data!$A$6:$A$1806,Data!$D$6:$D$1806)","v":335},{"$f":"IF($Z$1=\"+\",LOOKUP($V87,Data!$A$6:$A$1806,Data!$E$6:$E$1806)*-1,LOOKUP($V87,Data!$A$6:$A$1806,Data!$E$6:$E$1806))","v":-206.4591064453125},{"$f":"LOOKUP($V87,Data!$A$6:$A$1806,Data!$F$6:$F$1806)","v":1},{"$f":"LOOKUP($V87,Data!$A$6:$A$1806,Data!$G$6:$G$1806)","v":117},{"$f":"LOOKUP($V87,Data!$A$6:$A$1806,Data!$H$6:$H$1806)","v":10},{"$f":"LOOKUP($V87,Data!$A$6:$A$1806,Data!$I$6:$I$1806)","v":0},{"$f":"LOOKUP($V87,Data!$A$6:$A$1806,Data!$J$6:$J$1806)","v":-103},{"$f":"LOOKUP($V87,Data!$A$6:$A$1806,Data!$K$6:$K$1806)","v":7577.22},95.9991455078125,"T+16 sec",40098.102546296279]
["T+18 sec",40098.102569444425,{"$f":"LOOKUP(B88,Data!$A$6:$A$1806,Data!B$6:B$1806)","v":59.875},{"$f":"LOOKUP(B88,Data!$A$6:$A$1806,Data!C$6:C$1806)","v":3769.925048828125},null,null,null,100,93.709521624884019,null,null,0.62417039744535951,3773.6661103388992,{"$f":"AVERAGE(D$79:D88)","v":3738.3243896484373},{"$f":"AVERAGE(M$79:M88)","v":3731.5887708812274},3679.1096864968317,{"$f":"AVERAGE(P$79:P88)","v":3676.6130049070512},null,null,null,"T+18 sec",40098.102569444425,{"$f":"LOOKUP($V88,Data!$A$6:$A$1806,Data!$B$6:$B$1806)","v":59.875},{"$f":"LOOKUP($V88,Data!$A$6:$A$1806,Data!$C$6:$C$1806)","v":3769.925048828125},{"$f":"LOOKUP($V88,Data!$A$6:$A$1806,Data!$D$6:$D$1806)","v":335},{"$f":"IF($Z$1=\"+\",LOOKUP($V88,Data!$A$6:$A$1806,Data!$E$6:$E$1806)*-1,LOOKUP($V88,Data!$A$6:$A$1806,Data!$E$6:$E$1806))","v":-206.4591064453125},{"$f":"LOOKUP($V88,Data!$A$6:$A$1806,Data!$F$6:$F$1806)","v":1},{"$f":"LOOKUP($V88,Data!$A$6:$A$1806,Data!$G$6:$G$1806)","v":117.5},{"$f":"LOOKUP($V88,Data!$A$6:$A$1806,Data!$H$6:$H$1806)","v":10},{"$f":"LOOKUP($V88,Data!$A$6:$A$1806,Data!$I$6:$I$1806)","v":0},{"$f":"LOOKUP($V88,Data!$A$6:$A$1806,Data!$J$6:$J$1806)","v":-103},{"$f":"LOOKUP($V88,Data!$A$6:$A$1806,Data!$K$6:$K$1806)","v":7577.55},100,"T+18 sec",40098.102569444425]
["T+20 sec",40098.102592592571,{"$f":"LOOKUP(B89,Data!$A$6:$A$1806,Data!B$6:B$1806)","v":59.875},{"$f":"LOOKUP(B89,Data!$A$6:$A$1806,Data!C$6:C$1806)","v":3769.925048828125},{"$f":"AVERAGE($C$89:$C$105)","v":59.888764774098114},{"$f":"AVERAGE($D$89:$D$105)","v":3788.846607881434},null,100,95.911189056174607,null,{"$f":"G$19+G$7","v":3750.6259224207261},0.62417039744535951,3776.4919481676347,{"$f":"AVERAGE(D$79:D89)","v":3741.197176846591},{"$f":"AVERAGE(M$79:M89)","v":3735.6708779072646},3679.7338568942769,{"$f":"AVERAGE(P$79:P89)","v":3676.925090105774},null,null,null,"T+20 sec",40098.102592592571,{"$f":"LOOKUP($V89,Data!$A$6:$A$1806,Data!$B$6:$B$1806)","v":59.875},{"$f":"LOOKUP($V89,Data!$A$6:$A$1806,Data!$C$6:$C$1806)","v":3769.925048828125},{"$f":"LOOKUP($V89,Data!$A$6:$A$1806,Data!$D$6:$D$1806)","v":335},{"$f":"IF($Z$1=\"+\",LOOKUP($V89,Data!$A$6:$A$1806,Data!$E$6:$E$1806)*-1,LOOKUP($V89,Data!$A$6:$A$1806,Data!$E$6:$E$1806))","v":-206.4591064453125},{"$f":"LOOKUP($V89,Data!$A$6:$A$1806,Data!$F$6:$F$1806)","v":1},{"$f":"LOOKUP($V89,Data!$A$6:$A$1806,Data!$G$6:$G$1806)","v":117.5},{"$f":"LOOKUP($V89,Data!$A$6:$A$1806,Data!$H$6:$H$1806)","v":10},{"$f":"LOOKUP($V89,Data!$A$6:$A$1806,Data!$I$6:$I$1806)","v":0},{"$f":"LOOKUP($V89,Data!$A$6:$A$1806,Data!$J$6:$J$1806)","v":-103},{"$f":"LOOKUP($V89,Data!$A$6:$A$1806,Data!$K$6:$K$1806)","v":7577.55},100,"T+20 sec",40098.102592592571,{"$f":"AVERAGE($W$89:$W$105)","v":59.888764774098114},{"$f":"AVERAGE($X$89:$X$105)","v":3788.846607881434},{"$f":"AVERAGE($Y$89:$Y$105)","v":335},{"$f":"AVERAGE($Z$89:$Z$105)","v":-212.06468828986672},{"$f":"AVERAGE($AA$89:$AA$105)","v":3.4705882352941178},{"$f":"AVERAGE($AB$89:$AB$105)","v":119.61764705882354},{"$f":"AVERAGE($AC$89:$AC$105)","v":10},{"$f":"AVERAGE($AD$89:$AD$105)","v":0},{"$f":"AVERAGE($AE$89:$AE$105)","v":-103},{"$f":"AVERAGE($AF$89:$AF$105)","v":7578.9476470588233},{"$f":"AVERAGE($AG$89:$AG$105)","v":88.988180721507348},{"$f":"AN$7+AN$14","v":3715.4642145493453}]
["T+22 sec",40098.102615740718,{"$f":"LOOKUP(B90,Data!$A$6:$A$1806,Data!B$6:B$1806)","v":59.887001037597656},{"$f":"LOOKUP(B90,Data!$A$6:$A$1806,Data!C$6:C$1806)","v":3781.591796875},{"$f":"AVERAGE($C$89:$C$105)","v":59.888764774098114},{"$f":"AVERAGE($D$89:$D$105)","v":3788.846607881434},null,90.399169921875,93.981982359169749,null,{"$f":"G$19+G$7","v":3750.6259224207261},0.62417039744535951,3775.1869118680752,{"$f":"AVERAGE(D$79:D90)","v":3744.5633951822915},{"$f":"AVERAGE(M$79:M90)","v":3738.9638807373321},3680.358027291722,{"$f":"AVERAGE(P$79:P90)","v":3677.2371753044968},null,null,null,"T+22 sec",40098.102615740718,{"$f":"LOOKUP($V90,Data!$A$6:$A$1806,Data!$B$6:$B$1806)","v":59.887001037597656},{"$f":"LOOKUP($V90,Data!$A$6:$A$1806,Data!$C$6:$C$1806)","v":3781.591796875},{"$f":"LOOKUP($V90,Data!$A$6:$A$1806,Data!$D$6:$D$1806)","v":335},{"$f":"IF($Z$1=\"+\",LOOKUP($V90,Data!$A$6:$A$1806,Data!$E$6:$E$1806)*-1,LOOKUP($V90,Data!$A$6:$A$1806,Data!$E$6:$E$1806))","v":-211.25604248046875},{"$f":"LOOKUP($V90,Data!$A$6:$A$1806,Data!$F$6:$F$1806)","v":1},{"$f":"LOOKUP($V90,Data!$A$6:$A$1806,Data!$G$6:$G$1806)","v":118},{"$f":"LOOKUP($V90,Data!$A$6:$A$1806,Data!$H$6:$H$1806)","v":10},{"$f":"LOOKUP($V90,Data!$A$6:$A$1806,Data!$I$6:$I$1806)","v":0},{"$f":"LOOKUP($V90,Data!$A$6:$A$1806,Data!$J$6:$J$1806)","v":-103},{"$f":"LOOKUP($V90,Data!$A$6:$A$1806,Data!$K$6:$K$1806)","v":7577.88},90.399169921875,"T+22 sec",40098.102615740718,{"$f":"AVERAGE($W$89:$W$105)","v":59.888764774098114},{"$f":"AVERAGE($X$89:$X$105)","v":3788.846607881434},{"$f":"AVERAGE($Y$89:$Y$105)","v":335},{"$f":"AVERAGE($Z$89:$Z$105)","v":-212.06468828986672},{"$f":"AVERAGE($AA$89:$AA$105)","v":3.4705882352941178},{"$f":"AVERAGE($AB$89:$AB$105)","v":119.61764705882354},{"$f":"AVERAGE($AC$89:$AC$105)","v":10},{"$f":"AVERAGE($AD$89:$AD$105)","v":0},{"$f":"AVERAGE($AE$89:$AE$105)","v":-103},{"$f":"AVERAGE($AF$89:$AF$105)","v":7578.9476470588233},{"$f":"AVERAGE($AG$89:$AG$105)","v":88.988180721507348},{"$f":"AN$7+AN$14","v":3715.4642145493453}]
["T+24 sec",40098.102638888864,{"$f":"LOOKUP(B91,Data!$A$6:$A$1806,Data!B$6:B$1806)","v":59.887001037597656},{"$f":"LOOKUP(B91,Data!$A$6:$A$1806,Data!C$6:C$1806)","v":3781.591796875},59.888764774098114,3788.846607881434,null,90.399169921875,92.727998006116579,null,3750.6259224207261,0.62417039744535951,3774.5570979124673,{"$f":"AVERAGE(D$79:D91)","v":3747.4117337740386},{"$f":"AVERAGE(M$79:M91)","v":3741.7018205200347},3680.9821976891672,{"$f":"AVERAGE(P$79:P91)","v":3677.5492605032196},null,null,null,"T+24 sec",40098.102638888864,{"$f":"LOOKUP($V91,Data!$A$6:$A$1806,Data!$B$6:$B$1806)","v":59.887001037597656},{"$f":"LOOKUP($V91,Data!$A$6:$A$1806,Data!$C$6:$C$1806)","v":3781.591796875},{"$f":"LOOKUP($V91,Data!$A$6:$A$1806,Data!$D$6:$D$1806)","v":335},{"$f":"IF($Z$1=\"+\",LOOKUP($V91,Data!$A$6:$A$1806,Data!$E$6:$E$1806)*-1,LOOKUP($V91,Data!$A$6:$A$1806,Data!$E$6:$E$1806))","v":-211.25604248046875},{"$f":"LOOKUP($V91,Data!$A$6:$A$1806,Data!$F$6:$F$1806)","v":1},{"$f":"LOOKUP($V91,Data!$A$6:$A$1806,Data!$G$6:$G$1806)","v":118},{"$f":"LOOKUP($V91,Data!$A$6:$A$1806,Data!$H$6:$H$1806)","v":10},{"$f":"LOOKUP($V91,Data!$A$6:$A$1806,Data!$I$6:$I$1806)","v":0},{"$f":"LOOKUP($V91,Data!$A$6:$A$1806,Data!$J$6:$J$1806)","v":-103},{"$f":"LOOKUP($V91,Data!$A$6:$A$1806,Data!$K$6:$K$1806)","v":7577.88},90.399169921875,"T+24 sec",40098.102638888864,59.888764774098114,3788.846607881434,335,-212.06468828986672,3.4705882352941178,119.61764705882354,10,0,-103,7578.9476470588233,88.988180721507348,3715.4642145493453]
["T+26 sec",40098.10266203701,{"$f":"LOOKUP(B92,Data!$A$6:$A$1806,Data!B$6:B$1806)","v":59.884998321533203},{"$f":"LOOKUP(B92,Data!$A$6:$A$1806,Data!C$6:C$1806)","v":3784.9619140625},59.888764774098114,3788.846607881434,null,92.0013427734375,92.473668674678905,null,3750.6259224207261,0.62417039744535951,3774.9269389784749,{"$f":"AVERAGE(D$79:D92)","v":3750.0938895089284},{"$f":"AVERAGE(M$79:M92)","v":3744.0750432670661},3681.6063680866123,{"$f":"AVERAGE(P$79:P92)","v":3677.8613457019424},null,null,null,"T+26 sec",40098.10266203701,{"$f":"LOOKUP($V92,Data!$A$6:$A$1806,Data!$B$6:$B$1806)","v":59.884998321533203},{"$f":"LOOKUP($V92,Data!$A$6:$A$1806,Data!$C$6:$C$1806)","v":3784.9619140625},{"$f":"LOOKUP($V92,Data!$A$6:$A$1806,Data!$D$6:$D$1806)","v":335},{"$f":"IF($Z$1=\"+\",LOOKUP($V92,Data!$A$6:$A$1806,Data!$E$6:$E$1806)*-1,LOOKUP($V92,Data!$A$6:$A$1806,Data!$E$6:$E$1806))","v":-211.25604248046875},{"$f":"LOOKUP($V92,Data!$A$6:$A$1806,Data!$F$6:$F$1806)","v":1},{"$f":"LOOKUP($V92,Data!$A$6:$A$1806,Data!$G$6:$G$1806)","v":118.5},{"$f":"LOOKUP($V92,Data!$A$6:$A$1806,Data!$H$6:$H$1806)","v":10},{"$f":"LOOKUP($V92,Data!$A$6:$A$1806,Data!$I$6:$I$1806)","v":0},{"$f":"LOOKUP($V92,Data!$A$6:$A$1806,Data!$J$6:$J$1806)","v":-103},{"$f":"LOOKUP($V92,Data!$A$6:$A$1806,Data!$K$6:$K$1806)","v":7578.21},92.0013427734375,"T+26 sec",40098.10266203701,59.888764774098114,3788.846607881434,335,-212.06468828986672,3.4705882352941178,119.61764705882354,10,0,-103,7578.9476470588233,88.988180721507348,3715.4642145493453]
["T+28 sec",40098.102685185157,{"$f":"LOOKUP(B93,Data!$A$6:$A$1806,Data!B$6:B$1806)","v":59.884998321533203},{"$f":"LOOKUP(B93,Data!$A$6:$A$1806,Data!C$6:C$1806)","v":3784.9619140625},59.888764774098114,3788.846607881434,null,92.0013427734375,92.308354609244418,null,3750.6259224207261,0.62417039744535951,3775.3857953104857,{"$f":"AVERAGE(D$79:D93)","v":3752.4184244791668},{"$f":"AVERAGE(M$79:M93)","v":3746.1624267366278},3682.2305384840574,{"$f":"AVERAGE(P$79:P93)","v":3678.1734309006647},null,null,null,"T+28 sec",40098.102685185157,{"$f":"LOOKUP($V93,Data!$A$6:$A$1806,Data!$B$6:$B$1806)","v":59.884998321533203},{"$f":"LOOKUP($V93,Data!$A$6:$A$1806,Data!$C$6:$C$1806)","v":3784.9619140625},{"$f":"LOOKUP($V93,Data!$A$6:$A$1806,Data!$D$6:$D$1806)","v":335},{"$f":"IF($Z$1=\"+\",LOOKUP($V93,Data!$A$6:$A$1806,Data!$E$6:$E$1806)*-1,LOOKUP($V93,Data!$A$6:$A$1806,Data!$E$6:$E$1806))","v":-211.25604248046875},{"$f":"LOOKUP($V93,Data!$A$6:$A$1806,Data!$F$6:$F$1806)","v":1},{"$f":"LOOKUP($V93,Data!$A$6:$A$1806,Data!$G$6:$G$1806)","v":118.5},{"$f":"LOOKUP($V93,Data!$A$6:$A$1806,Data!$H$6:$H$1806)","v":10},{"$f":"LOOKUP($V93,Data!$A$6:$A$1806,Data!$I$6:$I$1806)","v":0},{"$f":"LOOKUP($V93,Data!$A$6:$A$1806,Data!$J$6:$J$1806)","v":-103},{"$f":"LOOKUP($V93,Data!$A$6:$A$1806,Data!$K$6:$K$1806)","v":7578.21},92.0013427734375,"T+28 sec",40098.102685185157,59.888764774098114,3788.846607881434,335,-212.06468828986672,3.4705882352941178,119.61764705882354,10,0,-103,7578.9476470588233,88.988180721507348,3715.4642145493453]
["T+30 sec",40098.102708333303,{"$f":"LOOKUP(B94,Data!$A$6:$A$1806,Data!B$6:B$1806)","v":59.88800048828125},{"$f":"LOOKUP(B94,Data!$A$6:$A$1806,Data!C$6:C$1806)","v":3784.4189453125},59.888764774098114,3788.846607881434,null,89.599609375,91.360293777258875,null,3750.6259224207261,0.62417039744535951,3775.0619048759454,{"$f":"AVERAGE(D$79:D94)","v":3754.41845703125},{"$f":"AVERAGE(M$79:M94)","v":3747.9686441203353},3682.8547088815026,{"$f":"AVERAGE(P$79:P94)","v":3678.4855160993875},null,null,null,"T+30 sec",40098.102708333303,{"$f":"LOOKUP($V94,Data!$A$6:$A$1806,Data!$B$6:$B$1806)","v":59.88800048828125},{"$f":"LOOKUP($V94,Data!$A$6:$A$1806,Data!$C$6:$C$1806)","v":3784.4189453125},{"$f":"LOOKUP($V94,Data!$A$6:$A$1806,Data!$D$6:$D$1806)","v":335},{"$f":"IF($Z$1=\"+\",LOOKUP($V94,Data!$A$6:$A$1806,Data!$E$6:$E$1806)*-1,LOOKUP($V94,Data!$A$6:$A$1806,Data!$E$6:$E$1806))","v":-211.25604248046875},{"$f":"LOOKUP($V94,Data!$A$6:$A$1806,Data!$F$6:$F$1806)","v":2},{"$f":"LOOKUP($V94,Data!$A$6:$A$1806,Data!$G$6:$G$1806)","v":119},{"$f":"LOOKUP($V94,Data!$A$6:$A$1806,Data!$H$6:$H$1806)","v":10},{"$f":"LOOKUP($V94,Data!$A$6:$A$1806,Data!$I$6:$I$1806)","v":0},{"$f":"LOOKUP($V94,Data!$A$6:$A$1806,Data!$J$6:$J$1806)","v":-103},{"$f":"LOOKUP($V94,Data!$A$6:$A$1806,Data!$K$6:$K$1806)","v":7578.54},89.599609375,"T+30 sec",40098.102708333303,59.888764774098114,3788.846607881434,335,-212.06468828986672,3.4705882352941178,119.61764705882354,10,0,-103,7578.9476470588233,88.988180721507348,3715.4642145493453]
["T+32 sec",40098.102731481449,{"$f":"LOOKUP(B95,Data!$A$6:$A$1806,Data!B$6:B$1806)","v":59.88800048828125},{"$f":"LOOKUP(B95,Data!$A$6:$A$1806,Data!C$6:C$1806)","v":3784.4189453125},59.888764774098114,3788.846607881434,null,89.599609375,90.744054236468273,null,3750.6259224207261,0.62417039744535951,3775.0698357326,{"$f":"AVERAGE(D$79:D95)","v":3756.1831916360293},{"$f":"AVERAGE(M$79:M95)","v":3749.562831862233},3683.4788792789477,{"$f":"AVERAGE(P$79:P95)","v":3678.7976012981098},null,null,null,"T+32 sec",40098.102731481449,{"$f":"LOOKUP($V95,Data!$A$6:$A$1806,Data!$B$6:$B$1806)","v":59.88800048828125},{"$f":"LOOKUP($V95,Data!$A$6:$A$1806,Data!$C$6:$C$1806)","v":3784.4189453125},{"$f":"LOOKUP($V95,Data!$A$6:$A$1806,Data!$D$6:$D$1806)","v":335},{"$f":"IF($Z$1=\"+\",LOOKUP($V95,Data!$A$6:$A$1806,Data!$E$6:$E$1806)*-1,LOOKUP($V95,Data!$A$6:$A$1806,Data!$E$6:$E$1806))","v":-211.25604248046875},{"$f":"LOOKUP($V95,Data!$A$6:$A$1806,Data!$F$6:$F$1806)","v":2},{"$f":"LOOKUP($V95,Data!$A$6:$A$1806,Data!$G$6:$G$1806)","v":119},{"$f":"LOOKUP($V95,Data!$A$6:$A$1806,Data!$H$6:$H$1806)","v":10},{"$f":"LOOKUP($V95,Data!$A$6:$A$1806,Data!$I$6:$I$1806)","v":0},{"$f":"LOOKUP($V95,Data!$A$6:$A$1806,Data!$J$6:$J$1806)","v":-103},{"$f":"LOOKUP($V95,Data!$A$6:$A$1806,Data!$K$6:$K$1806)","v":7578.54},89.599609375,"T+32 sec",40098.102731481449,59.888764774098114,3788.846607881434,335,-212.06468828986672,3.4705882352941178,119.61764705882354,10,0,-103,7578.9476470588233,88.988180721507348,3715.4642145493453]
["T+34 sec",40098.102754629595,{"$f":"LOOKUP(B96,Data!$A$6:$A$1806,Data!B$6:B$1806)","v":59.895000457763672},{"$f":"LOOKUP(B96,Data!$A$6:$A$1806,Data!C$6:C$1806)","v":3788.32763671875},59.888764774098114,3788.846607881434,null,83.9996337890625,88.383507079876253,null,3750.6259224207261,0.62417039744535951,3773.3334589734532,{"$f":"AVERAGE(D$79:D96)","v":3757.968994140625},{"$f":"AVERAGE(M$79:M96)","v":3750.8834222573009},3684.1030496763929,{"$f":"AVERAGE(P$79:P96)","v":3679.1096864968322},null,null,null,"T+34 sec",40098.102754629595,{"$f":"LOOKUP($V96,Data!$A$6:$A$1806,Data!$B$6:$B$1806)","v":59.895000457763672},{"$f":"LOOKUP($V96,Data!$A$6:$A$1806,Data!$C$6:$C$1806)","v":3788.32763671875},{"$f":"LOOKUP($V96,Data!$A$6:$A$1806,Data!$D$6:$D$1806)","v":335},{"$f":"IF($Z$1=\"+\",LOOKUP($V96,Data!$A$6:$A$1806,Data!$E$6:$E$1806)*-1,LOOKUP($V96,Data!$A$6:$A$1806,Data!$E$6:$E$1806))","v":-211.25604248046875},{"$f":"LOOKUP($V96,Data!$A$6:$A$1806,Data!$F$6:$F$1806)","v":3},{"$f":"LOOKUP($V96,Data!$A$6:$A$1806,Data!$G$6:$G$1806)","v":119.5},{"$f":"LOOKUP($V96,Data!$A$6:$A$1806,Data!$H$6:$H$1806)","v":10},{"$f":"LOOKUP($V96,Data!$A$6:$A$1806,Data!$I$6:$I$1806)","v":0},{"$f":"LOOKUP($V96,Data!$A$6:$A$1806,Data!$J$6:$J$1806)","v":-103},{"$f":"LOOKUP($V96,Data!$A$6:$A$1806,Data!$K$6:$K$1806)","v":7578.87},83.9996337890625,"T+34 sec",40098.102754629595,59.888764774098114,3788.846607881434,335,-212.06468828986672,3.4705882352941178,119.61764705882354,10,0,-103,7578.9476470588233,88.988180721507348,3715.4642145493453]
["T+36 sec",40098.102777777742,{"$f":"LOOKUP(B97,Data!$A$6:$A$1806,Data!B$6:B$1806)","v":59.895000457763672},{"$f":"LOOKUP(B97,Data!$A$6:$A$1806,Data!C$6:C$1806)","v":3788.32763671875},59.888764774098114,3788.846607881434,null,83.9996337890625,86.849151428091432,null,3750.6259224207261,0.62417039744535951,3772.4232737191137,{"$f":"AVERAGE(D$79:D97)","v":3759.5668174342104},{"$f":"AVERAGE(M$79:M97)","v":3752.0170986500284},3684.727220073838,{"$f":"AVERAGE(P$79:P97)","v":3679.4217716955554},null,null,null,"T+36 sec",40098.102777777742,{"$f":"LOOKUP($V97,Data!$A$6:$A$1806,Data!$B$6:$B$1806)","v":59.895000457763672},{"$f":"LOOKUP($V97,Data!$A$6:$A$1806,Data!$C$6:$C$1806)","v":3788.32763671875},{"$f":"LOOKUP($V97,Data!$A$6:$A$1806,Data!$D$6:$D$1806)","v":335},{"$f":"IF($Z$1=\"+\",LOOKUP($V97,Data!$A$6:$A$1806,Data!$E$6:$E$1806)*-1,LOOKUP($V97,Data!$A$6:$A$1806,Data!$E$6:$E$1806))","v":-211.25604248046875},{"$f":"LOOKUP($V97,Data!$A$6:$A$1806,Data!$F$6:$F$1806)","v":3},{"$f":"LOOKUP($V97,Data!$A$6:$A$1806,Data!$G$6:$G$1806)","v":119.5},{"$f":"LOOKUP($V97,Data!$A$6:$A$1806,Data!$H$6:$H$1806)","v":10},{"$f":"LOOKUP($V97,Data!$A$6:$A$1806,Data!$I$6:$I$1806)","v":0},{"$f":"LOOKUP($V97,Data!$A$6:$A$1806,Data!$J$6:$J$1806)","v":-103},{"$f":"LOOKUP($V97,Data!$A$6:$A$1806,Data!$K$6:$K$1806)","v":7578.87},83.9996337890625,"T+36 sec",40098.102777777742,59.888764774098114,3788.846607881434,335,-212.06468828986672,3.4705882352941178,119.61764705882354,10,0,-103,7578.9476470588233,88.988180721507348,3715.4642145493453]
["T+38 sec",40098.102800925888,{"$f":"LOOKUP(B98,Data!$A$6:$A$1806,Data!B$6:B$1806)","v":59.893001556396484},{"$f":"LOOKUP(B98,Data!$A$6:$A$1806,Data!C$6:C$1806)","v":3788.471923828125},59.888764774098114,3788.846607881434,null,85.5987548828125,86.411512637243803,null,3750.6259224207261,0.62417039744535951,3772.609805325711,{"$f":"AVERAGE(D$79:D98)","v":3761.0120727539061},{"$f":"AVERAGE(M$79:M98)","v":3753.0467339838128},3685.3513904712831,{"$f":"AVERAGE(P$79:P98)","v":3679.7338568942782},null,null,null,"T+38 sec",40098.102800925888,{"$f":"LOOKUP($V98,Data!$A$6:$A$1806,Data!$B$6:$B$1806)","v":59.893001556396484},{"$f":"LOOKUP($V98,Data!$A$6:$A$1806,Data!$C$6:$C$1806)","v":3788.471923828125},{"$f":"LOOKUP($V98,Data!$A$6:$A$1806,Data!$D$6:$D$1806)","v":335},{"$f":"IF($Z$1=\"+\",LOOKUP($V98,Data!$A$6:$A$1806,Data!$E$6:$E$1806)*-1,LOOKUP($V98,Data!$A$6:$A$1806,Data!$E$6:$E$1806))","v":-211.25604248046875},{"$f":"LOOKUP($V98,Data!$A$6:$A$1806,Data!$F$6:$F$1806)","v":4},{"$f":"LOOKUP($V98,Data!$A$6:$A$1806,Data!$G$6:$G$1806)","v":120},{"$f":"LOOKUP($V98,Data!$A$6:$A$1806,Data!$H$6:$H$1806)","v":10},{"$f":"LOOKUP($V98,Data!$A$6:$A$1806,Data!$I$6:$I$1806)","v":0},{"$f":"LOOKUP($V98,Data!$A$6:$A$1806,Data!$J$6:$J$1806)","v":-103},{"$f":"LOOKUP($V98,Data!$A$6:$A$1806,Data!$K$6:$K$1806)","v":7579.2},85.5987548828125,"T+38 sec",40098.102800925888,59.888764774098114,3788.846607881434,335,-212.06468828986672,3.4705882352941178,119.61764705882354,10,0,-103,7578.9476470588233,88.988180721507348,3715.4642145493453]
["T+40 sec",40098.102824074034,{"$f":"LOOKUP(B99,Data!$A$6:$A$1806,Data!B$6:B$1806)","v":59.893001556396484},{"$f":"LOOKUP(B99,Data!$A$6:$A$1806,Data!C$6:C$1806)","v":3788.471923828125},59.888764774098114,3788.846607881434,null,85.5987548828125,86.127047423192849,null,3750.6259224207261,0.62417039744535951,3772.949510509105,{"$f":"AVERAGE(D$79:D99)","v":3762.3196847098216},{"$f":"AVERAGE(M$79:M99)","v":3753.9944852469221},3685.9755608687283,{"$f":"AVERAGE(P$79:P99)","v":3680.0459420930006},null,null,null,"T+40 sec",40098.102824074034,{"$f":"LOOKUP($V99,Data!$A$6:$A$1806,Data!$B$6:$B$1806)","v":59.893001556396484},{"$f":"LOOKUP($V99,Data!$A$6:$A$1806,Data!$C$6:$C$1806)","v":3788.471923828125},{"$f":"LOOKUP($V99,Data!$A$6:$A$1806,Data!$D$6:$D$1806)","v":335},{"$f":"IF($Z$1=\"+\",LOOKUP($V99,Data!$A$6:$A$1806,Data!$E$6:$E$1806)*-1,LOOKUP($V99,Data!$A$6:$A$1806,Data!$E$6:$E$1806))","v":-211.25604248046875},{"$f":"LOOKUP($V99,Data!$A$6:$A$1806,Data!$F$6:$F$1806)","v":4},{"$f":"LOOKUP($V99,Data!$A$6:$A$1806,Data!$G$6:$G$1806)","v":120},{"$f":"LOOKUP($V99,Data!$A$6:$A$1806,Data!$H$6:$H$1806)","v":10},{"$f":"LOOKUP($V99,Data!$A$6:$A$1806,Data!$I$6:$I$1806)","v":0},{"$f":"LOOKUP($V99,Data!$A$6:$A$1806,Data!$J$6:$J$1806)","v":-103},{"$f":"LOOKUP($V99,Data!$A$6:$A$1806,Data!$K$6:$K$1806)","v":7579.2},85.5987548828125,"T+40 sec",40098.102824074034,59.888764774098114,3788.846607881434,335,-212.06468828986672,3.4705882352941178,119.61764705882354,10,0,-103,7578.9476470588233,88.988180721507348,3715.4642145493453]
["T+42 sec",40098.102847222181,{"$f":"LOOKUP(B100,Data!$A$6:$A$1806,Data!B$6:B$1806)","v":59.894001007080078},{"$f":"LOOKUP(B100,Data!$A$6:$A$1806,Data!C$6:C$1806)","v":3793.074462890625},59.888764774098114,3788.846607881434,null,84.7991943359375,85.66229884265347,null,3750.6259224207261,0.62417039744535951,3773.1089323260107,{"$f":"AVERAGE(D$79:D100)","v":3763.717629172585},{"$f":"AVERAGE(M$79:M100)","v":3754.8633237505169},3686.5997312661734,{"$f":"AVERAGE(P$79:P100)","v":3680.3580272917234},null,null,null,"T+42 sec",40098.102847222181,{"$f":"LOOKUP($V100,Data!$A$6:$A$1806,Data!$B$6:$B$1806)","v":59.894001007080078},{"$f":"LOOKUP($V100,Data!$A$6:$A$1806,Data!$C$6:$C$1806)","v":3793.074462890625},{"$f":"LOOKUP($V100,Data!$A$6:$A$1806,Data!$D$6:$D$1806)","v":335},{"$f":"IF($Z$1=\"+\",LOOKUP($V100,Data!$A$6:$A$1806,Data!$E$6:$E$1806)*-1,LOOKUP($V100,Data!$A$6:$A$1806,Data!$E$6:$E$1806))","v":-214.34669494628906},{"$f":"LOOKUP($V100,Data!$A$6:$A$1806,Data!$F$6:$F$1806)","v":5},{"$f":"LOOKUP($V100,Data!$A$6:$A$1806,Data!$G$6:$G$1806)","v":120.5},{"$f":"LOOKUP($V100,Data!$A$6:$A$1806,Data!$H$6:$H$1806)","v":10},{"$f":"LOOKUP($V100,Data!$A$6:$A$1806,Data!$I$6:$I$1806)","v":0},{"$f":"LOOKUP($V100,Data!$A$6:$A$1806,Data!$J$6:$J$1806)","v":-103},{"$f":"LOOKUP($V100,Data!$A$6:$A$1806,Data!$K$6:$K$1806)","v":7579.53},84.7991943359375,"T+42 sec",40098.102847222181,59.888764774098114,3788.846607881434,335,-212.06468828986672,3.4705882352941178,119.61764705882354,10,0,-103,7578.9476470588233,88.988180721507348,3715.4642145493453]
["T+44 sec",40098.102870370327,{"$f":"LOOKUP(B101,Data!$A$6:$A$1806,Data!B$6:B$1806)","v":59.894001007080078},{"$f":"LOOKUP(B101,Data!$A$6:$A$1806,Data!C$6:C$1806)","v":3793.074462890625},59.888764774098114,3788.846607881434,null,84.7991943359375,85.360212265302877,null,3750.6259224207261,0.62417039744535951,3773.4310161461053,{"$f":"AVERAGE(D$79:D101)","v":3764.9940132472825},{"$f":"AVERAGE(M$79:M101)","v":3755.670614724238},3687.2239016636186,{"$f":"AVERAGE(P$79:P101)","v":3680.6701124904457},null,null,null,"T+44 sec",40098.102870370327,{"$f":"LOOKUP($V101,Data!$A$6:$A$1806,Data!$B$6:$B$1806)","v":59.894001007080078},{"$f":"LOOKUP($V101,Data!$A$6:$A$1806,Data!$C$6:$C$1806)","v":3793.074462890625},{"$f":"LOOKUP($V101,Data!$A$6:$A$1806,Data!$D$6:$D$1806)","v":335},{"$f":"IF($Z$1=\"+\",LOOKUP($V101,Data!$A$6:$A$1806,Data!$E$6:$E$1806)*-1,LOOKUP($V101,Data!$A$6:$A$1806,Data!$E$6:$E$1806))","v":-214.34669494628906},{"$f":"LOOKUP($V101,Data!$A$6:$A$1806,Data!$F$6:$F$1806)","v":5},{"$f":"LOOKUP($V101,Data!$A$6:$A$1806,Data!$G$6:$G$1806)","v":120.5},{"$f":"LOOKUP($V101,Data!$A$6:$A$1806,Data!$H$6:$H$1806)","v":10},{"$f":"LOOKUP($V101,Data!$A$6:$A$1806,Data!$I$6:$I$1806)","v":0},{"$f":"LOOKUP($V101,Data!$A$6:$A$1806,Data!$J$6:$J$1806)","v":-103},{"$f":"LOOKUP($V101,Data!$A$6:$A$1806,Data!$K$6:$K$1806)","v":7579.53},84.7991943359375,"T+44 sec",40098.102870370327,59.888764774098114,3788.846607881434,335,-212.06468828986672,3.4705882352941178,119.61764705882354,10,0,-103,7578.9476470588233,88.988180721507348,3715.4642145493453]
["T+46 sec",40098.102893518473,{"$f":"LOOKUP(B102,Data!$A$6:$A$1806,Data!B$6:B$1806)","v":59.889999389648437},{"$f":"LOOKUP(B102,Data!$A$6:$A$1806,Data!C$6:C$1806)","v":3799.427734375},59.888764774098114,3788.846607881434,null,88.00048828125,86.284308870884374,null,3750.6259224207261,0.62417039744535951,3774.9792831491318,{"$f":"AVERAGE(D$79:D102)","v":3766.428751627604},{"$f":"AVERAGE(M$79:M102)","v":3756.4751425752752},3687.8480720610637,{"$f":"AVERAGE(P$79:P102)","v":3680.9821976891685},null,null,null,"T+46 sec",40098.102893518473,{"$f":"LOOKUP($V102,Data!$A$6:$A$1806,Data!$B$6:$B$1806)","v":59.889999389648437},{"$f":"LOOKUP($V102,Data!$A$6:$A$1806,Data!$C$6:$C$1806)","v":3799.427734375},{"$f":"LOOKUP($V102,Data!$A$6:$A$1806,Data!$D$6:$D$1806)","v":335},{"$f":"IF($Z$1=\"+\",LOOKUP($V102,Data!$A$6:$A$1806,Data!$E$6:$E$1806)*-1,LOOKUP($V102,Data!$A$6:$A$1806,Data!$E$6:$E$1806))","v":-214.34669494628906},{"$f":"LOOKUP($V102,Data!$A$6:$A$1806,Data!$F$6:$F$1806)","v":6},{"$f":"LOOKUP($V102,Data!$A$6:$A$1806,Data!$G$6:$G$1806)","v":121},{"$f":"LOOKUP($V102,Data!$A$6:$A$1806,Data!$H$6:$H$1806)","v":10},{"$f":"LOOKUP($V102,Data!$A$6:$A$1806,Data!$I$6:$I$1806)","v":0},{"$f":"LOOKUP($V102,Data!$A$6:$A$1806,Data!$J$6:$J$1806)","v":-103},{"$f":"LOOKUP($V102,Data!$A$6:$A$1806,Data!$K$6:$K$1806)","v":7579.86},88.00048828125,"T+46 sec",40098.102893518473,59.888764774098114,3788.846607881434,335,-212.06468828986672,3.4705882352941178,119.61764705882354,10,0,-103,7578.9476470588233,88.988180721507348,3715.4642145493453]
["T+48 sec",40098.102916666619,{"$f":"LOOKUP(B103,Data!$A$6:$A$1806,Data!B$6:B$1806)","v":59.889999389648437},{"$f":"LOOKUP(B103,Data!$A$6:$A$1806,Data!C$6:C$1806)","v":3799.427734375},59.888764774098114,3788.846607881434,null,88.00048828125,86.884971664512335,null,3750.6259224207261,0.62417039744535951,3776.204116340205,{"$f":"AVERAGE(D$79:D103)","v":3767.7487109375002},{"$f":"AVERAGE(M$79:M103)","v":3757.2643015258723},3688.4722424585088,{"$f":"AVERAGE(P$79:P103)","v":3681.2942828878909},null,null,null,"T+48 sec",40098.102916666619,{"$f":"LOOKUP($V103,Data!$A$6:$A$1806,Data!$B$6:$B$1806)","v":59.889999389648437},{"$f":"LOOKUP($V103,Data!$A$6:$A$1806,Data!$C$6:$C$1806)","v":3799.427734375},{"$f":"LOOKUP($V103,Data!$A$6:$A$1806,Data!$D$6:$D$1806)","v":335},{"$f":"IF($Z$1=\"+\",LOOKUP($V103,Data!$A$6:$A$1806,Data!$E$6:$E$1806)*-1,LOOKUP($V103,Data!$A$6:$A$1806,Data!$E$6:$E$1806))","v":-214.34669494628906},{"$f":"LOOKUP($V103,Data!$A$6:$A$1806,Data!$F$6:$F$1806)","v":6},{"$f":"LOOKUP($V103,Data!$A$6:$A$1806,Data!$G$6:$G$1806)","v":121},{"$f":"LOOKUP($V103,Data!$A$6:$A$1806,Data!$H$6:$H$1806)","v":10},{"$f":"LOOKUP($V103,Data!$A$6:$A$1806,Data!$I$6:$I$1806)","v":0},{"$f":"LOOKUP($V103,Data!$A$6:$A$1806,Data!$J$6:$J$1806)","v":-103},{"$f":"LOOKUP($V103,Data!$A$6:$A$1806,Data!$K$6:$K$1806)","v":7579.86},88.00048828125,"T+48 sec",40098.102916666619,59.888764774098114,3788.846607881434,335,-212.06468828986672,3.4705882352941178,119.61764705882354,10,0,-103,7578.9476470588233,88.988180721507348,3715.4642145493453]
["T+50 sec",40098.102939814766,{"$f":"LOOKUP(B104,Data!$A$6:$A$1806,Data!B$6:B$1806)","v":59.884998321533203},{"$f":"LOOKUP(B104,Data!$A$6:$A$1806,Data!C$6:C$1806)","v":3799.959228515625},59.888764774098114,3788.846607881434,null,92.0013427734375,88.675701552636141,null,3750.6259224207261,0.62417039744535951,3778.6190166257738,{"$f":"AVERAGE(D$79:D104)","v":3768.9875769981973},{"$f":"AVERAGE(M$79:M104)","v":3758.0856367220226},3689.096412855954,{"$f":"AVERAGE(P$79:P104)","v":3681.6063680866132},null,null,null,"T+50 sec",40098.102939814766,{"$f":"LOOKUP($V104,Data!$A$6:$A$1806,Data!$B$6:$B$1806)","v":59.884998321533203},{"$f":"LOOKUP($V104,Data!$A$6:$A$1806,Data!$C$6:$C$1806)","v":3799.959228515625},{"$f":"LOOKUP($V104,Data!$A$6:$A$1806,Data!$D$6:$D$1806)","v":335},{"$f":"IF($Z$1=\"+\",LOOKUP($V104,Data!$A$6:$A$1806,Data!$E$6:$E$1806)*-1,LOOKUP($V104,Data!$A$6:$A$1806,Data!$E$6:$E$1806))","v":-214.34669494628906},{"$f":"LOOKUP($V104,Data!$A$6:$A$1806,Data!$F$6:$F$1806)","v":7},{"$f":"LOOKUP($V104,Data!$A$6:$A$1806,Data!$G$6:$G$1806)","v":121.5},{"$f":"LOOKUP($V104,Data!$A$6:$A$1806,Data!$H$6:$H$1806)","v":10},{"$f":"LOOKUP($V104,Data!$A$6:$A$1806,Data!$I$6:$I$1806)","v":0},{"$f":"LOOKUP($V104,Data!$A$6:$A$1806,Data!$J$6:$J$1806)","v":-103},{"$f":"LOOKUP($V104,Data!$A$6:$A$1806,Data!$K$6:$K$1806)","v":7580.19},92.0013427734375,"T+50 sec",40098.102939814766,59.888764774098114,3788.846607881434,335,-212.06468828986672,3.4705882352941178,119.61764705882354,10,0,-103,7578.9476470588233,88.988180721507348,3715.4642145493453]
["T+52 sec",40098.102962962912,{"$f":"LOOKUP(B105,Data!$A$6:$A$1806,Data!B$6:B$1806)","v":59.884998321533203},{"$f":"LOOKUP(B105,Data!$A$6:$A$1806,Data!C$6:C$1806)","v":3799.959228515625},59.888764774098114,3788.846607881434,null,92.0013427734375,89.83967597991662,null,3750.6259224207261,0.62417039744535951,3780.4071614504996,{"$f":"AVERAGE(D$79:D105)","v":3770.1346752025461},{"$f":"AVERAGE(M$79:M105)","v":3758.9123598601141},3689.7205832533991,{"$f":"AVERAGE(P$79:P105)","v":3681.9184532853355},null,null,null,"T+52 sec",40098.102962962912,{"$f":"LOOKUP($V105,Data!$A$6:$A$1806,Data!$B$6:$B$1806)","v":59.884998321533203},{"$f":"LOOKUP($V105,Data!$A$6:$A$1806,Data!$C$6:$C$1806)","v":3799.959228515625},{"$f":"LOOKUP($V105,Data!$A$6:$A$1806,Data!$D$6:$D$1806)","v":335},{"$f":"IF($Z$1=\"+\",LOOKUP($V105,Data!$A$6:$A$1806,Data!$E$6:$E$1806)*-1,LOOKUP($V105,Data!$A$6:$A$1806,Data!$E$6:$E$1806))","v":-214.34669494628906},{"$f":"LOOKUP($V105,Data!$A$6:$A$1806,Data!$F$6:$F$1806)","v":7},{"$f":"LOOKUP($V105,Data!$A$6:$A$1806,Data!$G$6:$G$1806)","v":121.5},{"$f":"LOOKUP($V105,Data!$A$6:$A$1806,Data!$H$6:$H$1806)","v":10},{"$f":"LOOKUP($V105,Data!$A$6:$A$1806,Data!$I$6:$I$1806)","v":0},{"$f":"LOOKUP($V105,Data!$A$6:$A$1806,Data!$J$6:$J$1806)","v":-103},{"$f":"LOOKUP($V105,Data!$A$6:$A$1806,Data!$K$6:$K$1806)","v":7580.19},92.0013427734375,"T+52 sec",40098.102962962912,59.888764774098114,3788.846607881434,335,-212.06468828986672,3.4705882352941178,119.61764705882354,10,0,-103,7578.9476470588233,88.988180721507348,3715.4642145493453]
["T+54 sec",40098.102986111058,{"$f":"LOOKUP(B106,Data!$A$6:$A$1806,Data!B$6:B$1806)","v":59.887001037597656},{"$f":"LOOKUP(B106,Data!$A$6:$A$1806,Data!C$6:C$1806)","v":3802.925048828125},null,null,null,90.399169921875,90.035498859602058,null,null,0.62417039744535951,3781.22715472763,{"$f":"AVERAGE(D$79:D106)","v":3771.3057599748886},{"$f":"AVERAGE(M$79:M106)","v":3759.7093168196684},3690.3447536508443,{"$f":"AVERAGE(P$79:P106)","v":3682.2305384840583},null,null,null,"T+54 sec",40098.102986111058,{"$f":"LOOKUP($V106,Data!$A$6:$A$1806,Data!$B$6:$B$1806)","v":59.887001037597656},{"$f":"LOOKUP($V106,Data!$A$6:$A$1806,Data!$C$6:$C$1806)","v":3802.925048828125},{"$f":"LOOKUP($V106,Data!$A$6:$A$1806,Data!$D$6:$D$1806)","v":335},{"$f":"IF($Z$1=\"+\",LOOKUP($V106,Data!$A$6:$A$1806,Data!$E$6:$E$1806)*-1,LOOKUP($V106,Data!$A$6:$A$1806,Data!$E$6:$E$1806))","v":-214.34669494628906},{"$f":"LOOKUP($V106,Data!$A$6:$A$1806,Data!$F$6:$F$1806)","v":8},{"$f":"LOOKUP($V106,Data!$A$6:$A$1806,Data!$G$6:$G$1806)","v":122},{"$f":"LOOKUP($V106,Data!$A$6:$A$1806,Data!$H$6:$H$1806)","v":10},{"$f":"LOOKUP($V106,Data!$A$6:$A$1806,Data!$I$6:$I$1806)","v":0},{"$f":"LOOKUP($V106,Data!$A$6:$A$1806,Data!$J$6:$J$1806)","v":-103},{"$f":"LOOKUP($V106,Data!$A$6:$A$1806,Data!$K$6:$K$1806)","v":7580.52},90.399169921875,"T+54 sec",40098.102986111058]
["T+56 sec",40098.103009259205,{"$f":"LOOKUP(B107,Data!$A$6:$A$1806,Data!B$6:B$1806)","v":59.887001037597656},{"$f":"LOOKUP(B107,Data!$A$6:$A$1806,Data!C$6:C$1806)","v":3802.925048828125},null,null,null,90.399169921875,{"$f":"L$13*H107+(1-L$13)*I106","v":90.162783731397582},null,null,0.62417039744535951,3781.9786099968705,{"$f":"AVERAGE(D$79:D107)","v":3772.3960802801726},{"$f":"AVERAGE(M$79:M107)","v":3760.4772234809511},3690.9689240482894,{"$f":"AVERAGE(P$79:P107)","v":3682.5426236827807},null,null,null,"T+56 sec",40098.103009259205,{"$f":"LOOKUP($V107,Data!$A$6:$A$1806,Data!$B$6:$B$1806)","v":59.887001037597656},{"$f":"LOOKUP($V107,Data!$A$6:$A$1806,Data!$C$6:$C$1806)","v":3802.925048828125},{"$f":"LOOKUP($V107,Data!$A$6:$A$1806,Data!$D$6:$D$1806)","v":335},{"$f":"IF($Z$1=\"+\",LOOKUP($V107,Data!$A$6:$A$1806,Data!$E$6:$E$1806)*-1,LOOKUP($V107,Data!$A$6:$A$1806,Data!$E$6:$E$1806))","v":-214.34669494628906},{"$f":"LOOKUP($V107,Data!$A$6:$A$1806,Data!$F$6:$F$1806)","v":8},{"$f":"LOOKUP($V107,Data!$A$6:$A$1806,Data!$G$6:$G$1806)","v":122},{"$f":"LOOKUP($V107,Data!$A$6:$A$1806,Data!$H$6:$H$1806)","v":10},{"$f":"LOOKUP($V107,Data!$A$6:$A$1806,Data!$I$6:$I$1806)","v":0},{"$f":"LOOKUP($V107,Data!$A$6:$A$1806,Data!$J$6:$J$1806)","v":-103},{"$f":"LOOKUP($V107,Data!$A$6:$A$1806,Data!$K$6:$K$1806)","v":7580.52},90.399169921875,"T+56 sec",40098.103009259205]
["T+58 sec",40098.103032407351,{"$f":"LOOKUP(B108,Data!$A$6:$A$1806,Data!B$6:B$1806)","v":59.88800048828125},{"$f":"LOOKUP(B108,Data!$A$6:$A$1806,Data!C$6:C$1806)","v":3804.387939453125},null,null,null,{"$f":"(IF((C108-L$2)>0,((C108-L$2-L$5)/((L$4*L$2)-L$5)*L$3*-1),((C108-L$2+L$5)/((L$4*L$2)-L$5)*L$3*-1)))","v":89.599609375},89.965672706658424,null,null,0.62417039744535951,3782.4056693695766,{"$f":"AVERAGE(D$79:D108)","v":3773.4624755859377},{"$f":"AVERAGE(M$79:M108)","v":3761.2081716772386},3691.5930944457346,{"$f":"AVERAGE(P$79:P108)","v":3682.8547088815035},null,null,null,"T+58 sec",40098.103032407351,{"$f":"LOOKUP($V108,Data!$A$6:$A$1806,Data!$B$6:$B$1806)","v":59.88800048828125},{"$f":"LOOKUP($V108,Data!$A$6:$A$1806,Data!$C$6:$C$1806)","v":3804.387939453125},{"$f":"LOOKUP($V108,Data!$A$6:$A$1806,Data!$D$6:$D$1806)","v":335},{"$f":"IF($Z$1=\"+\",LOOKUP($V108,Data!$A$6:$A$1806,Data!$E$6:$E$1806)*-1,LOOKUP($V108,Data!$A$6:$A$1806,Data!$E$6:$E$1806))","v":-214.34669494628906},{"$f":"LOOKUP($V108,Data!$A$6:$A$1806,Data!$F$6:$F$1806)","v":9},{"$f":"LOOKUP($V108,Data!$A$6:$A$1806,Data!$G$6:$G$1806)","v":122.5},{"$f":"LOOKUP($V108,Data!$A$6:$A$1806,Data!$H$6:$H$1806)","v":10},{"$f":"LOOKUP($V108,Data!$A$6:$A$1806,Data!$I$6:$I$1806)","v":0},{"$f":"LOOKUP($V108,Data!$A$6:$A$1806,Data!$J$6:$J$1806)","v":-103},{"$f":"LOOKUP($V108,Data!$A$6:$A$1806,Data!$K$6:$K$1806)","v":7580.85},{"$f":"(IF((W108-$L$2)>0,((W108-$L$2-$L$5)/(($L$4*$L$2)-$L$5)*$L$3*-1),((W108-$L$2+$L$5)/(($L$4*$L$2)-$L$5)*$L$3*-1)))","v":89.599609375},"T+58 sec",40098.103032407351]
["T+60 sec",40098.103055555497,{"$f":"LOOKUP(B109,Data!$A$6:$A$1806,Data!B$6:B$1806)","v":59.88800048828125},{"$f":"LOOKUP(B109,Data!$A$6:$A$1806,Data!C$6:C$1806)","v":3804.387939453125},null,null,null,89.599609375,89.837550540577979,null,null,0.62417039744535951,3782.9017176009411,{"$f":"AVERAGE(D$79:D109)","v":3774.4600711945563},{"$f":"AVERAGE(M$79:M109)","v":3761.9079634812288},3692.2172648431797,{"$f":"AVERAGE(P$79:P109)","v":3683.1667940802258},null,null,null,"T+60 sec",40098.103055555497,{"$f":"LOOKUP($V109,Data!$A$6:$A$1806,Data!$B$6:$B$1806)","v":59.88800048828125},{"$f":"LOOKUP($V109,Data!$A$6:$A$1806,Data!$C$6:$C$1806)","v":3804.387939453125},{"$f":"LOOKUP($V109,Data!$A$6:$A$1806,Data!$D$6:$D$1806)","v":335},{"$f":"IF($Z$1=\"+\",LOOKUP($V109,Data!$A$6:$A$1806,Data!$E$6:$E$1806)*-1,LOOKUP($V109,Data!$A$6:$A$1806,Data!$E$6:$E$1806))","v":-214.34669494628906},{"$f":"LOOKUP($V109,Data!$A$6:$A$1806,Data!$F$6:$F$1806)","v":9},{"$f":"LOOKUP($V109,Data!$A$6:$A$1806,Data!$G$6:$G$1806)","v":122.5},{"$f":"LOOKUP($V109,Data!$A$6:$A$1806,Data!$H$6:$H$1806)","v":10},{"$f":"LOOKUP($V109,Data!$A$6:$A$1806,Data!$I$6:$I$1806)","v":0},{"$f":"LOOKUP($V109,Data!$A$6:$A$1806,Data!$J$6:$J$1806)","v":-103},{"$f":"LOOKUP($V109,Data!$A$6:$A$1806,Data!$K$6:$K$1806)","v":7580.85},89.599609375,"T+60 sec",40098.103055555497]
["T+62 sec",{"$f":"B109+TIME(0,0,$B$1)","v":40098.103078703643},{"$f":"LOOKUP(B110,Data!$A$6:$A$1806,Data!B$6:B$1806)","v":59.888999938964844},{"$f":"LOOKUP(B110,Data!$A$6:$A$1806,Data!C$6:C$1806)","v":3805.61669921875},null,null,null,88.800048828125,89.474424941219439,null,null,0.62417039744535951,3783.1627623990275,{"$f":"AVERAGE(D$79:D110)","v":3775.4337158203125},{"$f":"AVERAGE(M$79:M110)","v":3762.57217594741},3692.8414352406248,{"$f":"AVERAGE(P$79:P110)","v":3683.4788792789482},null,null,null,"T+62 sec",40098.103078703643,{"$f":"LOOKUP($V110,Data!$A$6:$A$1806,Data!$B$6:$B$1806)","v":59.888999938964844},{"$f":"LOOKUP($V110,Data!$A$6:$A$1806,Data!$C$6:$C$1806)","v":3805.61669921875},{"$f":"LOOKUP($V110,Data!$A$6:$A$1806,Data!$D$6:$D$1806)","v":335},{"$f":"IF($Z$1=\"+\",LOOKUP($V110,Data!$A$6:$A$1806,Data!$E$6:$E$1806)*-1,LOOKUP($V110,Data!$A$6:$A$1806,Data!$E$6:$E$1806))","v":-212.17269897460937},{"$f":"LOOKUP($V110,Data!$A$6:$A$1806,Data!$F$6:$F$1806)","v":10},{"$f":"LOOKUP($V110,Data!$A$6:$A$1806,Data!$G$6:$G$1806)","v":123},{"$f":"LOOKUP($V110,Data!$A$6:$A$1806,Data!$H$6:$H$1806)","v":10},{"$f":"LOOKUP($V110,Data!$A$6:$A$1806,Data!$I$6:$I$1806)","v":0},{"$f":"LOOKUP($V110,Data!$A$6:$A$1806,Data!$J$6:$J$1806)","v":-103},{"$f":"LOOKUP($V110,Data!$A$6:$A$1806,Data!$K$6:$K$1806)","v":7581.18},88.800048828125,"T+62 sec",40098.103078703643]
["T+64 sec",40098.10310185179,{"$f":"LOOKUP(B111,Data!$A$6:$A$1806,Data!B$6:B$1806)","v":59.888999938964844},{"$f":"LOOKUP(B111,Data!$A$6:$A$1806,Data!C$6:C$1806)","v":3805.61669921875},null,null,null,88.800048828125,89.238393301636378,null,null,0.62417039744535951,3783.5509011568897,{"$f":"AVERAGE(D$79:D111)","v":3776.348351680871},{"$f":"AVERAGE(M$79:M111)","v":3763.2078948931521},3693.46560563807,{"$f":"AVERAGE(P$79:P111)","v":3683.790964477671},null,null,null,"T+64 sec",40098.10310185179,{"$f":"LOOKUP($V111,Data!$A$6:$A$1806,Data!$B$6:$B$1806)","v":59.888999938964844},{"$f":"LOOKUP($V111,Data!$A$6:$A$1806,Data!$C$6:$C$1806)","v":3805.61669921875},{"$f":"LOOKUP($V111,Data!$A$6:$A$1806,Data!$D$6:$D$1806)","v":335},{"$f":"IF($Z$1=\"+\",LOOKUP($V111,Data!$A$6:$A$1806,Data!$E$6:$E$1806)*-1,LOOKUP($V111,Data!$A$6:$A$1806,Data!$E$6:$E$1806))","v":-212.17269897460937},{"$f":"LOOKUP($V111,Data!$A$6:$A$1806,Data!$F$6:$F$1806)","v":10},{"$f":"LOOKUP($V111,Data!$A$6:$A$1806,Data!$G$6:$G$1806)","v":123},{"$f":"LOOKUP($V111,Data!$A$6:$A$1806,Data!$H$6:$H$1806)","v":10},{"$f":"LOOKUP($V111,Data!$A$6:$A$1806,Data!$I$6:$I$1806)","v":0},{"$f":"LOOKUP($V111,Data!$A$6:$A$1806,Data!$J$6:$J$1806)","v":-103},{"$f":"LOOKUP($V111,Data!$A$6:$A$1806,Data!$K$6:$K$1806)","v":7581.18},88.800048828125,"T+64 sec",40098.10310185179]
["T+66 sec",40098.103124999936,{"$f":"LOOKUP(B112,Data!$A$6:$A$1806,Data!B$6:B$1806)","v":59.873001098632813},{"$f":"LOOKUP(B112,Data!$A$6:$A$1806,Data!C$6:C$1806)","v":3811.5029296875},null,null,null,101.59912109375,93.56464802887615,null,null,0.62417039744535951,3788.5013262815746,{"$f":"AVERAGE(D$79:D112)","v":3777.3823098575367},{"$f":"AVERAGE(M$79:M112)","v":3763.9518193457525},3694.0897760355151,{"$f":"AVERAGE(P$79:P112)","v":3684.1030496763933},null,null,null,"T+66 sec",40098.103124999936,{"$f":"LOOKUP($V112,Data!$A$6:$A$1806,Data!$B$6:$B$1806)","v":59.873001098632813},{"$f":"LOOKUP($V112,Data!$A$6:$A$1806,Data!$C$6:$C$1806)","v":3811.5029296875},{"$f":"LOOKUP($V112,Data!$A$6:$A$1806,Data!$D$6:$D$1806)","v":335},{"$f":"IF($Z$1=\"+\",LOOKUP($V112,Data!$A$6:$A$1806,Data!$E$6:$E$1806)*-1,LOOKUP($V112,Data!$A$6:$A$1806,Data!$E$6:$E$1806))","v":-212.17269897460937},{"$f":"LOOKUP($V112,Data!$A$6:$A$1806,Data!$F$6:$F$1806)","v":11},{"$f":"LOOKUP($V112,Data!$A$6:$A$1806,Data!$G$6:$G$1806)","v":123.5},{"$f":"LOOKUP($V112,Data!$A$6:$A$1806,Data!$H$6:$H$1806)","v":10},{"$f":"LOOKUP($V112,Data!$A$6:$A$1806,Data!$I$6:$I$1806)","v":0},{"$f":"LOOKUP($V112,Data!$A$6:$A$1806,Data!$J$6:$J$1806)","v":-103},{"$f":"LOOKUP($V112,Data!$A$6:$A$1806,Data!$K$6:$K$1806)","v":7581.51},101.59912109375,"T+66 sec",40098.103124999936]
["T+68 sec",40098.103148148082,{"$f":"LOOKUP(B113,Data!$A$6:$A$1806,Data!B$6:B$1806)","v":59.873001098632813},{"$f":"LOOKUP(B113,Data!$A$6:$A$1806,Data!C$6:C$1806)","v":3811.5029296875},null,null,null,101.59912109375,96.376713601581997,null,null,0.62417039744535951,3791.9375622517255,{"$f":"AVERAGE(D$79:D113)","v":3778.3571847098215},{"$f":"AVERAGE(M$79:M113)","v":3764.7514120002093},3694.7139464329603,{"$f":"AVERAGE(P$79:P113)","v":3684.4151348751161},null,null,null,"T+68 sec",40098.103148148082,{"$f":"LOOKUP($V113,Data!$A$6:$A$1806,Data!$B$6:$B$1806)","v":59.873001098632813},{"$f":"LOOKUP($V113,Data!$A$6:$A$1806,Data!$C$6:$C$1806)","v":3811.5029296875},{"$f":"LOOKUP($V113,Data!$A$6:$A$1806,Data!$D$6:$D$1806)","v":335},{"$f":"IF($Z$1=\"+\",LOOKUP($V113,Data!$A$6:$A$1806,Data!$E$6:$E$1806)*-1,LOOKUP($V113,Data!$A$6:$A$1806,Data!$E$6:$E$1806))","v":-212.17269897460937},{"$f":"LOOKUP($V113,Data!$A$6:$A$1806,Data!$F$6:$F$1806)","v":11},{"$f":"LOOKUP($V113,Data!$A$6:$A$1806,Data!$G$6:$G$1806)","v":123.5},{"$f":"LOOKUP($V113,Data!$A$6:$A$1806,Data!$H$6:$H$1806)","v":10},{"$f":"LOOKUP($V113,Data!$A$6:$A$1806,Data!$I$6:$I$1806)","v":0},{"$f":"LOOKUP($V113,Data!$A$6:$A$1806,Data!$J$6:$J$1806)","v":-103},{"$f":"LOOKUP($V113,Data!$A$6:$A$1806,Data!$K$6:$K$1806)","v":7581.51},101.59912109375,"T+68 sec",40098.103148148082]
["T+70 sec",40098.103171296229,{"$f":"LOOKUP(B114,Data!$A$6:$A$1806,Data!B$6:B$1806)","v":59.8489990234375},{"$f":"LOOKUP(B114,Data!$A$6:$A$1806,Data!C$6:C$1806)","v":3815.888916015625},null,null,null,120.80078125,104.9251372785283,null,null,0.62417039744535951,3801.1101563261168,{"$f":"AVERAGE(D$79:D114)","v":3779.3997328016494},{"$f":"AVERAGE(M$79:M114)","v":3765.7613771203737},3695.3381168304054,{"$f":"AVERAGE(P$79:P114)","v":3684.7272200738389},null,null,null,"T+70 sec",40098.103171296229,{"$f":"LOOKUP($V114,Data!$A$6:$A$1806,Data!$B$6:$B$1806)","v":59.8489990234375},{"$f":"LOOKUP($V114,Data!$A$6:$A$1806,Data!$C$6:$C$1806)","v":3815.888916015625},{"$f":"LOOKUP($V114,Data!$A$6:$A$1806,Data!$D$6:$D$1806)","v":335},{"$f":"IF($Z$1=\"+\",LOOKUP($V114,Data!$A$6:$A$1806,Data!$E$6:$E$1806)*-1,LOOKUP($V114,Data!$A$6:$A$1806,Data!$E$6:$E$1806))","v":-212.17269897460937},{"$f":"LOOKUP($V114,Data!$A$6:$A$1806,Data!$F$6:$F$1806)","v":12},{"$f":"LOOKUP($V114,Data!$A$6:$A$1806,Data!$G$6:$G$1806)","v":124},{"$f":"LOOKUP($V114,Data!$A$6:$A$1806,Data!$H$6:$H$1806)","v":10},{"$f":"LOOKUP($V114,Data!$A$6:$A$1806,Data!$I$6:$I$1806)","v":0},{"$f":"LOOKUP($V114,Data!$A$6:$A$1806,Data!$J$6:$J$1806)","v":-103},{"$f":"LOOKUP($V114,Data!$A$6:$A$1806,Data!$K$6:$K$1806)","v":7581.84},120.80078125,"T+70 sec",40098.103171296229]
["T+72 sec",40098.103194444375,{"$f":"LOOKUP(B115,Data!$A$6:$A$1806,Data!B$6:B$1806)","v":59.8489990234375},{"$f":"LOOKUP(B115,Data!$A$6:$A$1806,Data!C$6:C$1806)","v":3815.888916015625},null,null,null,120.80078125,110.48161266854339,null,null,0.62417039744535951,3807.2908021135772,{"$f":"AVERAGE(D$79:D115)","v":3780.3859269425675},{"$f":"AVERAGE(M$79:M115)","v":3766.8837940120816},3695.9622872278505,{"$f":"AVERAGE(P$79:P115)","v":3685.0393052725613},null,null,null,"T+72 sec",40098.103194444375,{"$f":"LOOKUP($V115,Data!$A$6:$A$1806,Data!$B$6:$B$1806)","v":59.8489990234375},{"$f":"LOOKUP($V115,Data!$A$6:$A$1806,Data!$C$6:$C$1806)","v":3815.888916015625},{"$f":"LOOKUP($V115,Data!$A$6:$A$1806,Data!$D$6:$D$1806)","v":335},{"$f":"IF($Z$1=\"+\",LOOKUP($V115,Data!$A$6:$A$1806,Data!$E$6:$E$1806)*-1,LOOKUP($V115,Data!$A$6:$A$1806,Data!$E$6:$E$1806))","v":-212.17269897460937},{"$f":"LOOKUP($V115,Data!$A$6:$A$1806,Data!$F$6:$F$1806)","v":12},{"$f":"LOOKUP($V115,Data!$A$6:$A$1806,Data!$G$6:$G$1806)","v":124},{"$f":"LOOKUP($V115,Data!$A$6:$A$1806,Data!$H$6:$H$1806)","v":10},{"$f":"LOOKUP($V115,Data!$A$6:$A$1806,Data!$I$6:$I$1806)","v":0},{"$f":"LOOKUP($V115,Data!$A$6:$A$1806,Data!$J$6:$J$1806)","v":-103},{"$f":"LOOKUP($V115,Data!$A$6:$A$1806,Data!$K$6:$K$1806)","v":7581.84},120.80078125,"T+72 sec",40098.103194444375]
["T+74 sec",40098.103217592521,{"$f":"LOOKUP(B116,Data!$A$6:$A$1806,Data!B$6:B$1806)","v":59.858001708984375},{"$f":"LOOKUP(B116,Data!$A$6:$A$1806,Data!C$6:C$1806)","v":3826.05322265625},null,null,null,113.5986328125,111.57256971892821,null,null,0.62417039744535951,3809.0059295614074,{"$f":"AVERAGE(D$79:D116)","v":3781.5876978824012},{"$f":"AVERAGE(M$79:M116)","v":3767.9922712633797},3696.5864576252957,{"$f":"AVERAGE(P$79:P116)","v":3685.351390471284},null,null,null,"T+74 sec",40098.103217592521,{"$f":"LOOKUP($V116,Data!$A$6:$A$1806,Data!$B$6:$B$1806)","v":59.858001708984375},{"$f":"LOOKUP($V116,Data!$A$6:$A$1806,Data!$C$6:$C$1806)","v":3826.05322265625},{"$f":"LOOKUP($V116,Data!$A$6:$A$1806,Data!$D$6:$D$1806)","v":335},{"$f":"IF($Z$1=\"+\",LOOKUP($V116,Data!$A$6:$A$1806,Data!$E$6:$E$1806)*-1,LOOKUP($V116,Data!$A$6:$A$1806,Data!$E$6:$E$1806))","v":-212.17269897460937},{"$f":"LOOKUP($V116,Data!$A$6:$A$1806,Data!$F$6:$F$1806)","v":13},{"$f":"LOOKUP($V116,Data!$A$6:$A$1806,Data!$G$6:$G$1806)","v":124.5},{"$f":"LOOKUP($V116,Data!$A$6:$A$1806,Data!$H$6:$H$1806)","v":10},{"$f":"LOOKUP($V116,Data!$A$6:$A$1806,Data!$I$6:$I$1806)","v":0},{"$f":"LOOKUP($V116,Data!$A$6:$A$1806,Data!$J$6:$J$1806)","v":-103},{"$f":"LOOKUP($V116,Data!$A$6:$A$1806,Data!$K$6:$K$1806)","v":7582.17},113.5986328125,"T+74 sec",40098.103217592521]
["T+76 sec",40098.103240740667,{"$f":"LOOKUP(B117,Data!$A$6:$A$1806,Data!B$6:B$1806)","v":59.858001708984375},{"$f":"LOOKUP(B117,Data!$A$6:$A$1806,Data!C$6:C$1806)","v":3826.05322265625},null,null,null,113.5986328125,112.28169180167833,null,null,0.62417039744535951,3810.3392220416026,{"$f":"AVERAGE(D$79:D117)","v":3782.7278395432691},{"$f":"AVERAGE(M$79:M117)","v":3769.0780905141032},3697.2106280227408,{"$f":"AVERAGE(P$79:P117)","v":3685.6634756700064},null,null,null,"T+76 sec",40098.103240740667,{"$f":"LOOKUP($V117,Data!$A$6:$A$1806,Data!$B$6:$B$1806)","v":59.858001708984375},{"$f":"LOOKUP($V117,Data!$A$6:$A$1806,Data!$C$6:$C$1806)","v":3826.05322265625},{"$f":"LOOKUP($V117,Data!$A$6:$A$1806,Data!$D$6:$D$1806)","v":335},{"$f":"IF($Z$1=\"+\",LOOKUP($V117,Data!$A$6:$A$1806,Data!$E$6:$E$1806)*-1,LOOKUP($V117,Data!$A$6:$A$1806,Data!$E$6:$E$1806))","v":-212.17269897460937},{"$f":"LOOKUP($V117,Data!$A$6:$A$1806,Data!$F$6:$F$1806)","v":13},{"$f":"LOOKUP($V117,Data!$A$6:$A$1806,Data!$G$6:$G$1806)","v":124.5},{"$f":"LOOKUP($V117,Data!$A$6:$A$1806,Data!$H$6:$H$1806)","v":10},{"$f":"LOOKUP($V117,Data!$A$6:$A$1806,Data!$I$6:$I$1806)","v":0},{"$f":"LOOKUP($V117,Data!$A$6:$A$1806,Data!$J$6:$J$1806)","v":-103},{"$f":"LOOKUP($V117,Data!$A$6:$A$1806,Data!$K$6:$K$1806)","v":7582.17},113.5986328125,"T+76 sec",40098.103240740667]
["T+78 sec",40098.103263888814,{"$f":"LOOKUP(B118,Data!$A$6:$A$1806,Data!B$6:B$1806)","v":59.866001129150391},{"$f":"LOOKUP(B118,Data!$A$6:$A$1806,Data!C$6:C$1806)","v":3827.52392578125},null,null,null,107.1990966796875,110.50278350898155,null,null,0.62417039744535951,3809.1844841463508,{"$f":"AVERAGE(D$79:D118)","v":3783.8477416992187},{"$f":"AVERAGE(M$79:M118)","v":3770.0807503549099},3697.834798420186,{"$f":"AVERAGE(P$79:P118)","v":3685.9755608687292},null,null,null,"T+78 sec",40098.103263888814,{"$f":"LOOKUP($V118,Data!$A$6:$A$1806,Data!$B$6:$B$1806)","v":59.866001129150391},{"$f":"LOOKUP($V118,Data!$A$6:$A$1806,Data!$C$6:$C$1806)","v":3827.52392578125},{"$f":"LOOKUP($V118,Data!$A$6:$A$1806,Data!$D$6:$D$1806)","v":335},{"$f":"IF($Z$1=\"+\",LOOKUP($V118,Data!$A$6:$A$1806,Data!$E$6:$E$1806)*-1,LOOKUP($V118,Data!$A$6:$A$1806,Data!$E$6:$E$1806))","v":-212.17269897460937},{"$f":"LOOKUP($V118,Data!$A$6:$A$1806,Data!$F$6:$F$1806)","v":14},{"$f":"LOOKUP($V118,Data!$A$6:$A$1806,Data!$G$6:$G$1806)","v":125},{"$f":"LOOKUP($V118,Data!$A$6:$A$1806,Data!$H$6:$H$1806)","v":10},{"$f":"LOOKUP($V118,Data!$A$6:$A$1806,Data!$I$6:$I$1806)","v":0},{"$f":"LOOKUP($V118,Data!$A$6:$A$1806,Data!$J$6:$J$1806)","v":-103},{"$f":"LOOKUP($V118,Data!$A$6:$A$1806,Data!$K$6:$K$1806)","v":7582.5},107.1990966796875,"T+78 sec",40098.103263888814]
["T+80 sec",40098.10328703696,{"$f":"LOOKUP(B119,Data!$A$6:$A$1806,Data!B$6:B$1806)","v":59.866001129150391},{"$f":"LOOKUP(B119,Data!$A$6:$A$1806,Data!C$6:C$1806)","v":3827.52392578125},null,null,null,107.1990966796875,109.34649311872863,null,null,0.62417039744535951,3808.6523641535432,{"$f":"AVERAGE(D$79:D119)","v":3784.9130144817073},{"$f":"AVERAGE(M$79:M119)","v":3771.0215214231689},3698.4589688176311,{"$f":"AVERAGE(P$79:P119)","v":3686.2876460674515},null,null,null,"T+80 sec",40098.10328703696,{"$f":"LOOKUP($V119,Data!$A$6:$A$1806,Data!$B$6:$B$1806)","v":59.866001129150391},{"$f":"LOOKUP($V119,Data!$A$6:$A$1806,Data!$C$6:$C$1806)","v":3827.52392578125},{"$f":"LOOKUP($V119,Data!$A$6:$A$1806,Data!$D$6:$D$1806)","v":335},{"$f":"IF($Z$1=\"+\",LOOKUP($V119,Data!$A$6:$A$1806,Data!$E$6:$E$1806)*-1,LOOKUP($V119,Data!$A$6:$A$1806,Data!$E$6:$E$1806))","v":-212.17269897460937},{"$f":"LOOKUP($V119,Data!$A$6:$A$1806,Data!$F$6:$F$1806)","v":14},{"$f":"LOOKUP($V119,Data!$A$6:$A$1806,Data!$G$6:$G$1806)","v":125},{"$f":"LOOKUP($V119,Data!$A$6:$A$1806,Data!$H$6:$H$1806)","v":10},{"$f":"LOOKUP($V119,Data!$A$6:$A$1806,Data!$I$6:$I$1806)","v":0},{"$f":"LOOKUP($V119,Data!$A$6:$A$1806,Data!$J$6:$J$1806)","v":-103},{"$f":"LOOKUP($V119,Data!$A$6:$A$1806,Data!$K$6:$K$1806)","v":7582.5},107.1990966796875,"T+80 sec",40098.10328703696]
[null,40098.103310185106,{"$f":"LOOKUP(B120,Data!$A$6:$A$1806,Data!B$6:B$1806)","v":59.867000579833984},{"$f":"LOOKUP(B120,Data!$A$6:$A$1806,Data!C$6:C$1806)","v":3826.783447265625},null,null,null,106.3995361328125,108.31505817365799,null,null,0.62417039744535951,3808.2450996059179,{"$f":"AVERAGE(D$79:D120)","v":3785.9099295479909},{"$f":"AVERAGE(M$79:M120)","v":3771.9077970941862},3699.0831392150762,{"$f":"AVERAGE(P$79:P120)","v":3686.5997312661743},null,null,null,null,40098.103310185106,{"$f":"LOOKUP($V120,Data!$A$6:$A$1806,Data!$B$6:$B$1806)","v":59.867000579833984},{"$f":"LOOKUP($V120,Data!$A$6:$A$1806,Data!$C$6:$C$1806)","v":3826.783447265625},{"$f":"LOOKUP($V120,Data!$A$6:$A$1806,Data!$D$6:$D$1806)","v":335},{"$f":"IF($Z$1=\"+\",LOOKUP($V120,Data!$A$6:$A$1806,Data!$E$6:$E$1806)*-1,LOOKUP($V120,Data!$A$6:$A$1806,Data!$E$6:$E$1806))","v":-215.59817504882812},{"$f":"LOOKUP($V120,Data!$A$6:$A$1806,Data!$F$6:$F$1806)","v":15},{"$f":"LOOKUP($V120,Data!$A$6:$A$1806,Data!$G$6:$G$1806)","v":125.5},{"$f":"LOOKUP($V120,Data!$A$6:$A$1806,Data!$H$6:$H$1806)","v":10},{"$f":"LOOKUP($V120,Data!$A$6:$A$1806,Data!$I$6:$I$1806)","v":0},{"$f":"LOOKUP($V120,Data!$A$6:$A$1806,Data!$J$6:$J$1806)","v":-103},{"$f":"LOOKUP($V120,Data!$A$6:$A$1806,Data!$K$6:$K$1806)","v":7582.83},106.3995361328125]
[null,40098.103333333253,{"$f":"LOOKUP(B121,Data!$A$6:$A$1806,Data!B$6:B$1806)","v":59.867000579833984},{"$f":"LOOKUP(B121,Data!$A$6:$A$1806,Data!C$6:C$1806)","v":3826.783447265625},null,null,null,106.3995361328125,107.64462545936208,null,null,0.62417039744535951,3808.1988372890669,{"$f":"AVERAGE(D$79:D121)","v":3786.860476471657},{"$f":"AVERAGE(M$79:M121)","v":3772.7517747731372},3699.7073096125214,{"$f":"AVERAGE(P$79:P121)","v":3686.9118164648962},null,null,null,null,40098.103333333253,{"$f":"LOOKUP($V121,Data!$A$6:$A$1806,Data!$B$6:$B$1806)","v":59.867000579833984},{"$f":"LOOKUP($V121,Data!$A$6:$A$1806,Data!$C$6:$C$1806)","v":3826.783447265625},{"$f":"LOOKUP($V121,Data!$A$6:$A$1806,Data!$D$6:$D$1806)","v":335},{"$f":"IF($Z$1=\"+\",LOOKUP($V121,Data!$A$6:$A$1806,Data!$E$6:$E$1806)*-1,LOOKUP($V121,Data!$A$6:$A$1806,Data!$E$6:$E$1806))","v":-215.59817504882812},{"$f":"LOOKUP($V121,Data!$A$6:$A$1806,Data!$F$6:$F$1806)","v":15},{"$f":"LOOKUP($V121,Data!$A$6:$A$1806,Data!$G$6:$G$1806)","v":125.5},{"$f":"LOOKUP($V121,Data!$A$6:$A$1806,Data!$H$6:$H$1806)","v":10},{"$f":"LOOKUP($V121,Data!$A$6:$A$1806,Data!$I$6:$I$1806)","v":0},{"$f":"LOOKUP($V121,Data!$A$6:$A$1806,Data!$J$6:$J$1806)","v":-103},{"$f":"LOOKUP($V121,Data!$A$6:$A$1806,Data!$K$6:$K$1806)","v":7582.83},106.3995361328125]
[null,40098.103356481399,{"$f":"LOOKUP(B122,Data!$A$6:$A$1806,Data!B$6:B$1806)","v":59.870998382568359},{"$f":"LOOKUP(B122,Data!$A$6:$A$1806,Data!C$6:C$1806)","v":3825.71337890625},null,null,null,103.2012939453125,106.08945942944473,null,null,0.62417039744535951,3807.2678416565946,{"$f":"AVERAGE(D$79:D122)","v":3787.743496981534},{"$f":"AVERAGE(M$79:M122)","v":3773.5362308386702},3700.3314800099665,{"$f":"AVERAGE(P$79:P122)","v":3687.223901663619},null,null,null,null,40098.103356481399,{"$f":"LOOKUP($V122,Data!$A$6:$A$1806,Data!$B$6:$B$1806)","v":59.870998382568359},{"$f":"LOOKUP($V122,Data!$A$6:$A$1806,Data!$C$6:$C$1806)","v":3825.71337890625},{"$f":"LOOKUP($V122,Data!$A$6:$A$1806,Data!$D$6:$D$1806)","v":335},{"$f":"IF($Z$1=\"+\",LOOKUP($V122,Data!$A$6:$A$1806,Data!$E$6:$E$1806)*-1,LOOKUP($V122,Data!$A$6:$A$1806,Data!$E$6:$E$1806))","v":-215.59817504882812},{"$f":"LOOKUP($V122,Data!$A$6:$A$1806,Data!$F$6:$F$1806)","v":16},{"$f":"LOOKUP($V122,Data!$A$6:$A$1806,Data!$G$6:$G$1806)","v":126},{"$f":"LOOKUP($V122,Data!$A$6:$A$1806,Data!$H$6:$H$1806)","v":10},{"$f":"LOOKUP($V122,Data!$A$6:$A$1806,Data!$I$6:$I$1806)","v":0},{"$f":"LOOKUP($V122,Data!$A$6:$A$1806,Data!$J$6:$J$1806)","v":-103},{"$f":"LOOKUP($V122,Data!$A$6:$A$1806,Data!$K$6:$K$1806)","v":7583.16},103.2012939453125]
[null,40098.103379629545,{"$f":"LOOKUP(B123,Data!$A$6:$A$1806,Data!B$6:B$1806)","v":59.870998382568359},{"$f":"LOOKUP(B123,Data!$A$6:$A$1806,Data!C$6:C$1806)","v":3825.71337890625},null,null,null,103.2012939453125,105.07860150999845,null,null,0.62417039744535951,3806.8811541345935,{"$f":"AVERAGE(D$79:D123)","v":3788.5872721354167},{"$f":"AVERAGE(M$79:M123)","v":3774.2772291341357},3700.9556504074117,{"$f":"AVERAGE(P$79:P123)","v":3687.5359868623418},null,null,null,null,40098.103379629545,{"$f":"LOOKUP($V123,Data!$A$6:$A$1806,Data!$B$6:$B$1806)","v":59.870998382568359},{"$f":"LOOKUP($V123,Data!$A$6:$A$1806,Data!$C$6:$C$1806)","v":3825.71337890625},{"$f":"LOOKUP($V123,Data!$A$6:$A$1806,Data!$D$6:$D$1806)","v":335},{"$f":"IF($Z$1=\"+\",LOOKUP($V123,Data!$A$6:$A$1806,Data!$E$6:$E$1806)*-1,LOOKUP($V123,Data!$A$6:$A$1806,Data!$E$6:$E$1806))","v":-215.59817504882812},{"$f":"LOOKUP($V123,Data!$A$6:$A$1806,Data!$F$6:$F$1806)","v":16},{"$f":"LOOKUP($V123,Data!$A$6:$A$1806,Data!$G$6:$G$1806)","v":126},{"$f":"LOOKUP($V123,Data!$A$6:$A$1806,Data!$H$6:$H$1806)","v":10},{"$f":"LOOKUP($V123,Data!$A$6:$A$1806,Data!$I$6:$I$1806)","v":0},{"$f":"LOOKUP($V123,Data!$A$6:$A$1806,Data!$J$6:$J$1806)","v":-103},{"$f":"LOOKUP($V123,Data!$A$6:$A$1806,Data!$K$6:$K$1806)","v":7583.16},103.2012939453125]
[null,40098.103402777691,{"$f":"LOOKUP(B124,Data!$A$6:$A$1806,Data!B$6:B$1806)","v":59.879001617431641},{"$f":"LOOKUP(B124,Data!$A$6:$A$1806,Data!C$6:C$1806)","v":3822.50537109375},null,null,null,96.7987060546875,102.18063810063963,null,null,0.62417039744535951,3804.6073611226798,{"$f":"AVERAGE(D$79:D124)","v":3789.3246221127715},{"$f":"AVERAGE(M$79:M124)","v":3774.9365798295389},3701.5798208048568,{"$f":"AVERAGE(P$79:P124)","v":3687.8480720610642},null,null,null,null,40098.103402777691,{"$f":"LOOKUP($V124,Data!$A$6:$A$1806,Data!$B$6:$B$1806)","v":59.879001617431641},{"$f":"LOOKUP($V124,Data!$A$6:$A$1806,Data!$C$6:$C$1806)","v":3822.50537109375},{"$f":"LOOKUP($V124,Data!$A$6:$A$1806,Data!$D$6:$D$1806)","v":335},{"$f":"IF($Z$1=\"+\",LOOKUP($V124,Data!$A$6:$A$1806,Data!$E$6:$E$1806)*-1,LOOKUP($V124,Data!$A$6:$A$1806,Data!$E$6:$E$1806))","v":-215.59817504882812},{"$f":"LOOKUP($V124,Data!$A$6:$A$1806,Data!$F$6:$F$1806)","v":16},{"$f":"LOOKUP($V124,Data!$A$6:$A$1806,Data!$G$6:$G$1806)","v":126.5},{"$f":"LOOKUP($V124,Data!$A$6:$A$1806,Data!$H$6:$H$1806)","v":10},{"$f":"LOOKUP($V124,Data!$A$6:$A$1806,Data!$I$6:$I$1806)","v":0},{"$f":"LOOKUP($V124,Data!$A$6:$A$1806,Data!$J$6:$J$1806)","v":-103},{"$f":"LOOKUP($V124,Data!$A$6:$A$1806,Data!$K$6:$K$1806)","v":7583.49},96.7987060546875]
[null,40098.103425925838,{"$f":"LOOKUP(B125,Data!$A$6:$A$1806,Data!B$6:B$1806)","v":59.879001617431641},{"$f":"LOOKUP(B125,Data!$A$6:$A$1806,Data!C$6:C$1806)","v":3822.50537109375},null,null,null,96.7987060546875,100.29696188455638,null,null,0.62417039744535951,3803.3478553040418,{"$f":"AVERAGE(D$79:D125)","v":3790.0305954953456},{"$f":"AVERAGE(M$79:M125)","v":3775.5410750524006},3702.2039912023019,{"$f":"AVERAGE(P$79:P125)","v":3688.1601572597865},null,null,null,null,40098.103425925838,{"$f":"LOOKUP($V125,Data!$A$6:$A$1806,Data!$B$6:$B$1806)","v":59.879001617431641},{"$f":"LOOKUP($V125,Data!$A$6:$A$1806,Data!$C$6:$C$1806)","v":3822.50537109375},{"$f":"LOOKUP($V125,Data!$A$6:$A$1806,Data!$D$6:$D$1806)","v":335},{"$f":"IF($Z$1=\"+\",LOOKUP($V125,Data!$A$6:$A$1806,Data!$E$6:$E$1806)*-1,LOOKUP($V125,Data!$A$6:$A$1806,Data!$E$6:$E$1806))","v":-215.59817504882812},{"$f":"LOOKUP($V125,Data!$A$6:$A$1806,Data!$F$6:$F$1806)","v":16},{"$f":"LOOKUP($V125,Data!$A$6:$A$1806,Data!$G$6:$G$1806)","v":126.5},{"$f":"LOOKUP($V125,Data!$A$6:$A$1806,Data!$H$6:$H$1806)","v":10},{"$f":"LOOKUP($V125,Data!$A$6:$A$1806,Data!$I$6:$I$1806)","v":0},{"$f":"LOOKUP($V125,Data!$A$6:$A$1806,Data!$J$6:$J$1806)","v":-103},{"$f":"LOOKUP($V125,Data!$A$6:$A$1806,Data!$K$6:$K$1806)","v":7583.49},96.7987060546875]
[null,40098.103449073984,{"$f":"LOOKUP(B126,Data!$A$6:$A$1806,Data!B$6:B$1806)","v":59.882999420166016},{"$f":"LOOKUP(B126,Data!$A$6:$A$1806,Data!C$6:C$1806)","v":3818.05517578125},null,null,null,93.6004638671875,97.953187578477269,null,null,0.62417039744535951,3801.6282513954079,{"$f":"AVERAGE(D$79:D126)","v":3790.6144409179687},{"$f":"AVERAGE(M$79:M126)","v":3776.0845578928802},3702.8281615997471,{"$f":"AVERAGE(P$79:P126)","v":3688.4722424585093},null,null,null,null,40098.103449073984,{"$f":"LOOKUP($V126,Data!$A$6:$A$1806,Data!$B$6:$B$1806)","v":59.882999420166016},{"$f":"LOOKUP($V126,Data!$A$6:$A$1806,Data!$C$6:$C$1806)","v":3818.05517578125},{"$f":"LOOKUP($V126,Data!$A$6:$A$1806,Data!$D$6:$D$1806)","v":335},{"$f":"IF($Z$1=\"+\",LOOKUP($V126,Data!$A$6:$A$1806,Data!$E$6:$E$1806)*-1,LOOKUP($V126,Data!$A$6:$A$1806,Data!$E$6:$E$1806))","v":-215.59817504882812},{"$f":"LOOKUP($V126,Data!$A$6:$A$1806,Data!$F$6:$F$1806)","v":16},{"$f":"LOOKUP($V126,Data!$A$6:$A$1806,Data!$G$6:$G$1806)","v":127},{"$f":"LOOKUP($V126,Data!$A$6:$A$1806,Data!$H$6:$H$1806)","v":10},{"$f":"LOOKUP($V126,Data!$A$6:$A$1806,Data!$I$6:$I$1806)","v":0},{"$f":"LOOKUP($V126,Data!$A$6:$A$1806,Data!$J$6:$J$1806)","v":-103},{"$f":"LOOKUP($V126,Data!$A$6:$A$1806,Data!$K$6:$K$1806)","v":7583.82},93.6004638671875]
[null,40098.10347222213,{"$f":"LOOKUP(B127,Data!$A$6:$A$1806,Data!B$6:B$1806)","v":59.882999420166016},{"$f":"LOOKUP(B127,Data!$A$6:$A$1806,Data!C$6:C$1806)","v":3818.05517578125},null,null,null,93.6004638671875,96.42973427952586,null,null,0.62417039744535951,3800.7289684939014,{"$f":"AVERAGE(D$79:D127)","v":3791.1744559151784},{"$f":"AVERAGE(M$79:M127)","v":3776.5875050480031},3703.4523319971922,{"$f":"AVERAGE(P$79:P127)","v":3688.7843276572316},null,null,null,null,40098.10347222213,{"$f":"LOOKUP($V127,Data!$A$6:$A$1806,Data!$B$6:$B$1806)","v":59.882999420166016},{"$f":"LOOKUP($V127,Data!$A$6:$A$1806,Data!$C$6:$C$1806)","v":3818.05517578125},{"$f":"LOOKUP($V127,Data!$A$6:$A$1806,Data!$D$6:$D$1806)","v":335},{"$f":"IF($Z$1=\"+\",LOOKUP($V127,Data!$A$6:$A$1806,Data!$E$6:$E$1806)*-1,LOOKUP($V127,Data!$A$6:$A$1806,Data!$E$6:$E$1806))","v":-215.59817504882812},{"$f":"LOOKUP($V127,Data!$A$6:$A$1806,Data!$F$6:$F$1806)","v":16},{"$f":"LOOKUP($V127,Data!$A$6:$A$1806,Data!$G$6:$G$1806)","v":127},{"$f":"LOOKUP($V127,Data!$A$6:$A$1806,Data!$H$6:$H$1806)","v":10},{"$f":"LOOKUP($V127,Data!$A$6:$A$1806,Data!$I$6:$I$1806)","v":0},{"$f":"LOOKUP($V127,Data!$A$6:$A$1806,Data!$J$6:$J$1806)","v":-103},{"$f":"LOOKUP($V127,Data!$A$6:$A$1806,Data!$K$6:$K$1806)","v":7583.82},93.6004638671875]
[null,40098.103495370277,{"$f":"LOOKUP(B128,Data!$A$6:$A$1806,Data!B$6:B$1806)","v":59.889999389648437},{"$f":"LOOKUP(B128,Data!$A$6:$A$1806,Data!C$6:C$1806)","v":3815.009765625},null,null,null,88.00048828125,93.479498180129312,null,null,0.62417039744535951,3798.4029027919501,{"$f":"AVERAGE(D$79:D128)","v":3791.651162109375},{"$f":"AVERAGE(M$79:M128)","v":3777.023813002882},3704.0765023946374,{"$f":"AVERAGE(P$79:P128)","v":3689.096412855954},null,null,null,null,40098.103495370277,{"$f":"LOOKUP($V128,Data!$A$6:$A$1806,Data!$B$6:$B$1806)","v":59.889999389648437},{"$f":"LOOKUP($V128,Data!$A$6:$A$1806,Data!$C$6:$C$1806)","v":3815.009765625},{"$f":"LOOKUP($V128,Data!$A$6:$A$1806,Data!$D$6:$D$1806)","v":335},{"$f":"IF($Z$1=\"+\",LOOKUP($V128,Data!$A$6:$A$1806,Data!$E$6:$E$1806)*-1,LOOKUP($V128,Data!$A$6:$A$1806,Data!$E$6:$E$1806))","v":-215.59817504882812},{"$f":"LOOKUP($V128,Data!$A$6:$A$1806,Data!$F$6:$F$1806)","v":16},{"$f":"LOOKUP($V128,Data!$A$6:$A$1806,Data!$G$6:$G$1806)","v":127.5},{"$f":"LOOKUP($V128,Data!$A$6:$A$1806,Data!$H$6:$H$1806)","v":10},{"$f":"LOOKUP($V128,Data!$A$6:$A$1806,Data!$I$6:$I$1806)","v":0},{"$f":"LOOKUP($V128,Data!$A$6:$A$1806,Data!$J$6:$J$1806)","v":-103},{"$f":"LOOKUP($V128,Data!$A$6:$A$1806,Data!$K$6:$K$1806)","v":7584.15},88.00048828125]
[null,40098.103518518423,{"$f":"LOOKUP(B129,Data!$A$6:$A$1806,Data!B$6:B$1806)","v":59.889999389648437},{"$f":"LOOKUP(B129,Data!$A$6:$A$1806,Data!C$6:C$1806)","v":3815.009765625},null,null,null,88.00048828125,91.561844715521545,null,null,0.62417039744535951,3797.1094197247876,{"$f":"AVERAGE(D$79:D129)","v":3792.1091739430149},{"$f":"AVERAGE(M$79:M129)","v":3777.4176484288018},3704.7006727920825,{"$f":"AVERAGE(P$79:P129)","v":3689.4084980546772},null,null,null,null,40098.103518518423,{"$f":"LOOKUP($V129,Data!$A$6:$A$1806,Data!$B$6:$B$1806)","v":59.889999389648437},{"$f":"LOOKUP($V129,Data!$A$6:$A$1806,Data!$C$6:$C$1806)","v":3815.009765625},{"$f":"LOOKUP($V129,Data!$A$6:$A$1806,Data!$D$6:$D$1806)","v":335},{"$f":"IF($Z$1=\"+\",LOOKUP($V129,Data!$A$6:$A$1806,Data!$E$6:$E$1806)*-1,LOOKUP($V129,Data!$A$6:$A$1806,Data!$E$6:$E$1806))","v":-215.59817504882812},{"$f":"LOOKUP($V129,Data!$A$6:$A$1806,Data!$F$6:$F$1806)","v":16},{"$f":"LOOKUP($V129,Data!$A$6:$A$1806,Data!$G$6:$G$1806)","v":127.5},{"$f":"LOOKUP($V129,Data!$A$6:$A$1806,Data!$H$6:$H$1806)","v":10},{"$f":"LOOKUP($V129,Data!$A$6:$A$1806,Data!$I$6:$I$1806)","v":0},{"$f":"LOOKUP($V129,Data!$A$6:$A$1806,Data!$J$6:$J$1806)","v":-103},{"$f":"LOOKUP($V129,Data!$A$6:$A$1806,Data!$K$6:$K$1806)","v":7584.15},88.00048828125]
[null,40098.103541666569,{"$f":"LOOKUP(B130,Data!$A$6:$A$1806,Data!B$6:B$1806)","v":59.888999938964844},{"$f":"LOOKUP(B130,Data!$A$6:$A$1806,Data!C$6:C$1806)","v":3811.83837890625},null,null,null,88.800048828125,90.595216154932757,null,null,0.62417039744535951,3796.7669615616442,{"$f":"AVERAGE(D$79:D130)","v":3792.4885817307691},{"$f":"AVERAGE(M$79:M130)","v":3777.7897506044328},3705.3248431895277,{"$f":"AVERAGE(P$79:P130)","v":3689.7205832533996},null,null,null,null,40098.103541666569,{"$f":"LOOKUP($V130,Data!$A$6:$A$1806,Data!$B$6:$B$1806)","v":59.888999938964844},{"$f":"LOOKUP($V130,Data!$A$6:$A$1806,Data!$C$6:$C$1806)","v":3811.83837890625},{"$f":"LOOKUP($V130,Data!$A$6:$A$1806,Data!$D$6:$D$1806)","v":335},{"$f":"IF($Z$1=\"+\",LOOKUP($V130,Data!$A$6:$A$1806,Data!$E$6:$E$1806)*-1,LOOKUP($V130,Data!$A$6:$A$1806,Data!$E$6:$E$1806))","v":-218.32725524902344},{"$f":"LOOKUP($V130,Data!$A$6:$A$1806,Data!$F$6:$F$1806)","v":16},{"$f":"LOOKUP($V130,Data!$A$6:$A$1806,Data!$G$6:$G$1806)","v":128},{"$f":"LOOKUP($V130,Data!$A$6:$A$1806,Data!$H$6:$H$1806)","v":10},{"$f":"LOOKUP($V130,Data!$A$6:$A$1806,Data!$I$6:$I$1806)","v":0},{"$f":"LOOKUP($V130,Data!$A$6:$A$1806,Data!$J$6:$J$1806)","v":-103},{"$f":"LOOKUP($V130,Data!$A$6:$A$1806,Data!$K$6:$K$1806)","v":7584.48},88.800048828125]
[null,40098.103564814715,{"$f":"LOOKUP(B131,Data!$A$6:$A$1806,Data!B$6:B$1806)","v":59.888999938964844},{"$f":"LOOKUP(B131,Data!$A$6:$A$1806,Data!C$6:C$1806)","v":3811.83837890625},null,null,null,88.800048828125,89.966907590550036,null,null,0.62417039744535951,3796.7628233947066,{"$f":"AVERAGE(D$79:D131)","v":3792.8536722435142},{"$f":"AVERAGE(M$79:M131)","v":3778.14773310991},3705.9490135869728,{"$f":"AVERAGE(P$79:P131)","v":3690.0326684521224},null,null,null,null,40098.103564814715,{"$f":"LOOKUP($V131,Data!$A$6:$A$1806,Data!$B$6:$B$1806)","v":59.888999938964844},{"$f":"LOOKUP($V131,Data!$A$6:$A$1806,Data!$C$6:$C$1806)","v":3811.83837890625},{"$f":"LOOKUP($V131,Data!$A$6:$A$1806,Data!$D$6:$D$1806)","v":335},{"$f":"IF($Z$1=\"+\",LOOKUP($V131,Data!$A$6:$A$1806,Data!$E$6:$E$1806)*-1,LOOKUP($V131,Data!$A$6:$A$1806,Data!$E$6:$E$1806))","v":-218.32725524902344},{"$f":"LOOKUP($V131,Data!$A$6:$A$1806,Data!$F$6:$F$1806)","v":16},{"$f":"LOOKUP($V131,Data!$A$6:$A$1806,Data!$G$6:$G$1806)","v":128},{"$f":"LOOKUP($V131,Data!$A$6:$A$1806,Data!$H$6:$H$1806)","v":10},{"$f":"LOOKUP($V131,Data!$A$6:$A$1806,Data!$I$6:$I$1806)","v":0},{"$f":"LOOKUP($V131,Data!$A$6:$A$1806,Data!$J$6:$J$1806)","v":-103},{"$f":"LOOKUP($V131,Data!$A$6:$A$1806,Data!$K$6:$K$1806)","v":7584.48},88.800048828125]
[null,40098.103587962862,{"$f":"LOOKUP(B132,Data!$A$6:$A$1806,Data!B$6:B$1806)","v":59.898998260498047},{"$f":"LOOKUP(B132,Data!$A$6:$A$1806,Data!C$6:C$1806)","v":3806.97216796875},null,null,null,80.8013916015625,86.758976994404392,null,null,0.62417039744535951,3794.1790631960062,{"$f":"AVERAGE(D$79:D132)","v":3793.1151258680557},{"$f":"AVERAGE(M$79:M132)","v":3778.4446095929857},3706.5731839844179,{"$f":"AVERAGE(P$79:P132)","v":3690.3447536508447},null,null,null,null,40098.103587962862,{"$f":"LOOKUP($V132,Data!$A$6:$A$1806,Data!$B$6:$B$1806)","v":59.898998260498047},{"$f":"LOOKUP($V132,Data!$A$6:$A$1806,Data!$C$6:$C$1806)","v":3806.97216796875},{"$f":"LOOKUP($V132,Data!$A$6:$A$1806,Data!$D$6:$D$1806)","v":335},{"$f":"IF($Z$1=\"+\",LOOKUP($V132,Data!$A$6:$A$1806,Data!$E$6:$E$1806)*-1,LOOKUP($V132,Data!$A$6:$A$1806,Data!$E$6:$E$1806))","v":-218.32725524902344},{"$f":"LOOKUP($V132,Data!$A$6:$A$1806,Data!$F$6:$F$1806)","v":16},{"$f":"LOOKUP($V132,Data!$A$6:$A$1806,Data!$G$6:$G$1806)","v":128.5},{"$f":"LOOKUP($V132,Data!$A$6:$A$1806,Data!$H$6:$H$1806)","v":10},{"$f":"LOOKUP($V132,Data!$A$6:$A$1806,Data!$I$6:$I$1806)","v":0},{"$f":"LOOKUP($V132,Data!$A$6:$A$1806,Data!$J$6:$J$1806)","v":-103},{"$f":"LOOKUP($V132,Data!$A$6:$A$1806,Data!$K$6:$K$1806)","v":7584.81},80.8013916015625]
[null,40098.103611111008,{"$f":"LOOKUP(B133,Data!$A$6:$A$1806,Data!B$6:B$1806)","v":59.898998260498047},{"$f":"LOOKUP(B133,Data!$A$6:$A$1806,Data!C$6:C$1806)","v":3806.97216796875},null,null,null,80.8013916015625,84.673822106909725,null,null,0.62417039744535951,3792.7180787059565,{"$f":"AVERAGE(D$79:D133)","v":3793.3670720880682},{"$f":"AVERAGE(M$79:M133)","v":3778.7041272132215},3707.1973543818631,{"$f":"AVERAGE(P$79:P133)","v":3690.6568388495675},null,null,null,null,40098.103611111008,{"$f":"LOOKUP($V133,Data!$A$6:$A$1806,Data!$B$6:$B$1806)","v":59.898998260498047},{"$f":"LOOKUP($V133,Data!$A$6:$A$1806,Data!$C$6:$C$1806)","v":3806.97216796875},{"$f":"LOOKUP($V133,Data!$A$6:$A$1806,Data!$D$6:$D$1806)","v":335},{"$f":"IF($Z$1=\"+\",LOOKUP($V133,Data!$A$6:$A$1806,Data!$E$6:$E$1806)*-1,LOOKUP($V133,Data!$A$6:$A$1806,Data!$E$6:$E$1806))","v":-218.32725524902344},{"$f":"LOOKUP($V133,Data!$A$6:$A$1806,Data!$F$6:$F$1806)","v":16},{"$f":"LOOKUP($V133,Data!$A$6:$A$1806,Data!$G$6:$G$1806)","v":128.5},{"$f":"LOOKUP($V133,Data!$A$6:$A$1806,Data!$H$6:$H$1806)","v":10},{"$f":"LOOKUP($V133,Data!$A$6:$A$1806,Data!$I$6:$I$1806)","v":0},{"$f":"LOOKUP($V133,Data!$A$6:$A$1806,Data!$J$6:$J$1806)","v":-103},{"$f":"LOOKUP($V133,Data!$A$6:$A$1806,Data!$K$6:$K$1806)","v":7584.81},80.8013916015625]
[null,40098.103634259154,{"$f":"LOOKUP(B134,Data!$A$6:$A$1806,Data!B$6:B$1806)","v":59.902000427246094},{"$f":"LOOKUP(B134,Data!$A$6:$A$1806,Data!C$6:C$1806)","v":3804.1884765625},null,null,null,78.399658203125,82.477864740585076,null,null,0.62417039744535951,3791.1462917370768,{"$f":"AVERAGE(D$79:D134)","v":3793.560311453683},{"$f":"AVERAGE(M$79:M134)","v":3778.9263087225759},3707.8215247793082,{"$f":"AVERAGE(P$79:P134)","v":3690.9689240482899},null,null,null,null,40098.103634259154,{"$f":"LOOKUP($V134,Data!$A$6:$A$1806,Data!$B$6:$B$1806)","v":59.902000427246094},{"$f":"LOOKUP($V134,Data!$A$6:$A$1806,Data!$C$6:$C$1806)","v":3804.1884765625},{"$f":"LOOKUP($V134,Data!$A$6:$A$1806,Data!$D$6:$D$1806)","v":335},{"$f":"IF($Z$1=\"+\",LOOKUP($V134,Data!$A$6:$A$1806,Data!$E$6:$E$1806)*-1,LOOKUP($V134,Data!$A$6:$A$1806,Data!$E$6:$E$1806))","v":-218.32725524902344},{"$f":"LOOKUP($V134,Data!$A$6:$A$1806,Data!$F$6:$F$1806)","v":16},{"$f":"LOOKUP($V134,Data!$A$6:$A$1806,Data!$G$6:$G$1806)","v":129},{"$f":"LOOKUP($V134,Data!$A$6:$A$1806,Data!$H$6:$H$1806)","v":10},{"$f":"LOOKUP($V134,Data!$A$6:$A$1806,Data!$I$6:$I$1806)","v":0},{"$f":"LOOKUP($V134,Data!$A$6:$A$1806,Data!$J$6:$J$1806)","v":-103},{"$f":"LOOKUP($V134,Data!$A$6:$A$1806,Data!$K$6:$K$1806)","v":7585.14},78.399658203125]
[null,40098.1036574073,{"$f":"LOOKUP(B135,Data!$A$6:$A$1806,Data!B$6:B$1806)","v":59.902000427246094},{"$f":"LOOKUP(B135,Data!$A$6:$A$1806,Data!C$6:C$1806)","v":3804.1884765625},null,null,null,78.399658203125,81.05049245247406,null,null,0.62417039744535951,3790.3430898464107,{"$f":"AVERAGE(D$79:D135)","v":3793.7467704906799},{"$f":"AVERAGE(M$79:M135)","v":3779.1266031282566},3708.4456951767534,{"$f":"AVERAGE(P$79:P135)","v":3691.2810092470127},null,null,null,null,40098.1036574073,{"$f":"LOOKUP($V135,Data!$A$6:$A$1806,Data!$B$6:$B$1806)","v":59.902000427246094},{"$f":"LOOKUP($V135,Data!$A$6:$A$1806,Data!$C$6:$C$1806)","v":3804.1884765625},{"$f":"LOOKUP($V135,Data!$A$6:$A$1806,Data!$D$6:$D$1806)","v":335},{"$f":"IF($Z$1=\"+\",LOOKUP($V135,Data!$A$6:$A$1806,Data!$E$6:$E$1806)*-1,LOOKUP($V135,Data!$A$6:$A$1806,Data!$E$6:$E$1806))","v":-218.32725524902344},{"$f":"LOOKUP($V135,Data!$A$6:$A$1806,Data!$F$6:$F$1806)","v":16},{"$f":"LOOKUP($V135,Data!$A$6:$A$1806,Data!$G$6:$G$1806)","v":129},{"$f":"LOOKUP($V135,Data!$A$6:$A$1806,Data!$H$6:$H$1806)","v":10},{"$f":"LOOKUP($V135,Data!$A$6:$A$1806,Data!$I$6:$I$1806)","v":0},{"$f":"LOOKUP($V135,Data!$A$6:$A$1806,Data!$J$6:$J$1806)","v":-103},{"$f":"LOOKUP($V135,Data!$A$6:$A$1806,Data!$K$6:$K$1806)","v":7585.14},78.399658203125]
[null,40098.103680555447,{"$f":"LOOKUP(B136,Data!$A$6:$A$1806,Data!B$6:B$1806)","v":59.903999328613281},{"$f":"LOOKUP(B136,Data!$A$6:$A$1806,Data!C$6:C$1806)","v":3793.97509765625},null,null,null,76.800537109375,79.563008082389388,null,null,0.62417039744535951,3789.4797758737714,{"$f":"AVERAGE(D$79:D136)","v":3793.7507071659484},{"$f":"AVERAGE(M$79:M136)","v":3779.3051061066276},3709.0698655741985,{"$f":"AVERAGE(P$79:P136)","v":3691.593094445735},null,null,null,null,40098.103680555447,{"$f":"LOOKUP($V136,Data!$A$6:$A$1806,Data!$B$6:$B$1806)","v":59.903999328613281},{"$f":"LOOKUP($V136,Data!$A$6:$A$1806,Data!$C$6:$C$1806)","v":3793.97509765625},{"$f":"LOOKUP($V136,Data!$A$6:$A$1806,Data!$D$6:$D$1806)","v":335},{"$f":"IF($Z$1=\"+\",LOOKUP($V136,Data!$A$6:$A$1806,Data!$E$6:$E$1806)*-1,LOOKUP($V136,Data!$A$6:$A$1806,Data!$E$6:$E$1806))","v":-218.32725524902344},{"$f":"LOOKUP($V136,Data!$A$6:$A$1806,Data!$F$6:$F$1806)","v":16},{"$f":"LOOKUP($V136,Data!$A$6:$A$1806,Data!$G$6:$G$1806)","v":129.5},{"$f":"LOOKUP($V136,Data!$A$6:$A$1806,Data!$H$6:$H$1806)","v":10},{"$f":"LOOKUP($V136,Data!$A$6:$A$1806,Data!$I$6:$I$1806)","v":0},{"$f":"LOOKUP($V136,Data!$A$6:$A$1806,Data!$J$6:$J$1806)","v":-103},{"$f":"LOOKUP($V136,Data!$A$6:$A$1806,Data!$K$6:$K$1806)","v":7585.47},76.800537109375]
[null,40098.103703703593,{"$f":"LOOKUP(B137,Data!$A$6:$A$1806,Data!B$6:B$1806)","v":59.903999328613281},{"$f":"LOOKUP(B137,Data!$A$6:$A$1806,Data!C$6:C$1806)","v":3793.97509765625},null,null,null,76.800537109375,78.596143241834355,null,null,0.62417039744535951,3789.1370814306615,{"$f":"AVERAGE(D$79:D137)","v":3793.7545103945977},{"$f":"AVERAGE(M$79:M137)","v":3779.4717497561878},3709.6940359716436,{"$f":"AVERAGE(P$79:P137)","v":3691.9051796444578},null,null,null,null,40098.103703703593,{"$f":"LOOKUP($V137,Data!$A$6:$A$1806,Data!$B$6:$B$1806)","v":59.903999328613281},{"$f":"LOOKUP($V137,Data!$A$6:$A$1806,Data!$C$6:$C$1806)","v":3793.97509765625},{"$f":"LOOKUP($V137,Data!$A$6:$A$1806,Data!$D$6:$D$1806)","v":335},{"$f":"IF($Z$1=\"+\",LOOKUP($V137,Data!$A$6:$A$1806,Data!$E$6:$E$1806)*-1,LOOKUP($V137,Data!$A$6:$A$1806,Data!$E$6:$E$1806))","v":-218.32725524902344},{"$f":"LOOKUP($V137,Data!$A$6:$A$1806,Data!$F$6:$F$1806)","v":16},{"$f":"LOOKUP($V137,Data!$A$6:$A$1806,Data!$G$6:$G$1806)","v":129.5},{"$f":"LOOKUP($V137,Data!$A$6:$A$1806,Data!$H$6:$H$1806)","v":10},{"$f":"LOOKUP($V137,Data!$A$6:$A$1806,Data!$I$6:$I$1806)","v":0},{"$f":"LOOKUP($V137,Data!$A$6:$A$1806,Data!$J$6:$J$1806)","v":-103},{"$f":"LOOKUP($V137,Data!$A$6:$A$1806,Data!$K$6:$K$1806)","v":7585.47},76.800537109375]
[null,40098.103726851739,{"$f":"LOOKUP(B138,Data!$A$6:$A$1806,Data!B$6:B$1806)","v":59.910999298095703},{"$f":"LOOKUP(B138,Data!$A$6:$A$1806,Data!C$6:C$1806)","v":3791.501953125},null,null,null,71.2005615234375,76.007689640395455,null,null,0.62417039744535951,3787.172798226668,{"$f":"AVERAGE(D$79:D138)","v":3793.7169677734373},{"$f":"AVERAGE(M$79:M138)","v":3779.6001005640292},3710.3182063690888,{"$f":"AVERAGE(P$79:P138)","v":3692.2172648431801},null,null,null,null,40098.103726851739,{"$f":"LOOKUP($V138,Data!$A$6:$A$1806,Data!$B$6:$B$1806)","v":59.910999298095703},{"$f":"LOOKUP($V138,Data!$A$6:$A$1806,Data!$C$6:$C$1806)","v":3791.501953125},{"$f":"LOOKUP($V138,Data!$A$6:$A$1806,Data!$D$6:$D$1806)","v":335},{"$f":"IF($Z$1=\"+\",LOOKUP($V138,Data!$A$6:$A$1806,Data!$E$6:$E$1806)*-1,LOOKUP($V138,Data!$A$6:$A$1806,Data!$E$6:$E$1806))","v":-218.32725524902344},{"$f":"LOOKUP($V138,Data!$A$6:$A$1806,Data!$F$6:$F$1806)","v":16},{"$f":"LOOKUP($V138,Data!$A$6:$A$1806,Data!$G$6:$G$1806)","v":130},{"$f":"LOOKUP($V138,Data!$A$6:$A$1806,Data!$H$6:$H$1806)","v":10},{"$f":"LOOKUP($V138,Data!$A$6:$A$1806,Data!$I$6:$I$1806)","v":0},{"$f":"LOOKUP($V138,Data!$A$6:$A$1806,Data!$J$6:$J$1806)","v":-103},{"$f":"LOOKUP($V138,Data!$A$6:$A$1806,Data!$K$6:$K$1806)","v":7585.8},71.2005615234375]
[null,40098.103749999886,{"$f":"LOOKUP(B139,Data!$A$6:$A$1806,Data!B$6:B$1806)","v":59.910999298095703},{"$f":"LOOKUP(B139,Data!$A$6:$A$1806,Data!C$6:C$1806)","v":3791.501953125},null,null,null,71.2005615234375,74.325194799460178,null,null,0.62417039744535951,3786.1144737831778,{"$f":"AVERAGE(D$79:D139)","v":3793.6806560578893},{"$f":"AVERAGE(M$79:M139)","v":3779.706893567622},3710.9423767665339,{"$f":"AVERAGE(P$79:P139)","v":3692.5293500419025},null,null,null,null,40098.103749999886,{"$f":"LOOKUP($V139,Data!$A$6:$A$1806,Data!$B$6:$B$1806)","v":59.910999298095703},{"$f":"LOOKUP($V139,Data!$A$6:$A$1806,Data!$C$6:$C$1806)","v":3791.501953125},{"$f":"LOOKUP($V139,Data!$A$6:$A$1806,Data!$D$6:$D$1806)","v":335},{"$f":"IF($Z$1=\"+\",LOOKUP($V139,Data!$A$6:$A$1806,Data!$E$6:$E$1806)*-1,LOOKUP($V139,Data!$A$6:$A$1806,Data!$E$6:$E$1806))","v":-218.32725524902344},{"$f":"LOOKUP($V139,Data!$A$6:$A$1806,Data!$F$6:$F$1806)","v":16},{"$f":"LOOKUP($V139,Data!$A$6:$A$1806,Data!$G$6:$G$1806)","v":130},{"$f":"LOOKUP($V139,Data!$A$6:$A$1806,Data!$H$6:$H$1806)","v":10},{"$f":"LOOKUP($V139,Data!$A$6:$A$1806,Data!$I$6:$I$1806)","v":0},{"$f":"LOOKUP($V139,Data!$A$6:$A$1806,Data!$J$6:$J$1806)","v":-103},{"$f":"LOOKUP($V139,Data!$A$6:$A$1806,Data!$K$6:$K$1806)","v":7585.8},71.2005615234375]
[null,40098.103773148032,{"$f":"LOOKUP(B140,Data!$A$6:$A$1806,Data!B$6:B$1806)","v":59.916000366210938},{"$f":"LOOKUP(B140,Data!$A$6:$A$1806,Data!C$6:C$1806)","v":3788.132080078125},null,null,null,67.19970703125,71.83127408058661,null,null,0.62417039744535951,3784.2447234617493,{"$f":"AVERAGE(D$79:D140)","v":3793.5911628969252},{"$f":"AVERAGE(M$79:M140)","v":3779.7800843723658},3711.5665471639791,{"$f":"AVERAGE(P$79:P140)","v":3692.8414352406248},null,null,null,null,40098.103773148032,{"$f":"LOOKUP($V140,Data!$A$6:$A$1806,Data!$B$6:$B$1806)","v":59.916000366210938},{"$f":"LOOKUP($V140,Data!$A$6:$A$1806,Data!$C$6:$C$1806)","v":3788.132080078125},{"$f":"LOOKUP($V140,Data!$A$6:$A$1806,Data!$D$6:$D$1806)","v":335},{"$f":"IF($Z$1=\"+\",LOOKUP($V140,Data!$A$6:$A$1806,Data!$E$6:$E$1806)*-1,LOOKUP($V140,Data!$A$6:$A$1806,Data!$E$6:$E$1806))","v":-217.37942504882812},{"$f":"LOOKUP($V140,Data!$A$6:$A$1806,Data!$F$6:$F$1806)","v":16},{"$f":"LOOKUP($V140,Data!$A$6:$A$1806,Data!$G$6:$G$1806)","v":130.5},{"$f":"LOOKUP($V140,Data!$A$6:$A$1806,Data!$H$6:$H$1806)","v":10},{"$f":"LOOKUP($V140,Data!$A$6:$A$1806,Data!$I$6:$I$1806)","v":0},{"$f":"LOOKUP($V140,Data!$A$6:$A$1806,Data!$J$6:$J$1806)","v":-103},{"$f":"LOOKUP($V140,Data!$A$6:$A$1806,Data!$K$6:$K$1806)","v":7586.13},67.19970703125]
[null,40098.103796296178,{"$f":"LOOKUP(B141,Data!$A$6:$A$1806,Data!B$6:B$1806)","v":59.916000366210938},{"$f":"LOOKUP(B141,Data!$A$6:$A$1806,Data!C$6:C$1806)","v":3788.132080078125},null,null,null,67.19970703125,70.210225613318798,null,null,0.62417039744535951,3783.2478453919266,{"$f":"AVERAGE(D$79:D141)","v":3793.5045107886904},{"$f":"AVERAGE(M$79:M141)","v":3779.8351281980731},3712.1907175614242,{"$f":"AVERAGE(P$79:P141)","v":3693.1535204393476},null,null,null,null,40098.103796296178,{"$f":"LOOKUP($V141,Data!$A$6:$A$1806,Data!$B$6:$B$1806)","v":59.916000366210938},{"$f":"LOOKUP($V141,Data!$A$6:$A$1806,Data!$C$6:$C$1806)","v":3788.132080078125},{"$f":"LOOKUP($V141,Data!$A$6:$A$1806,Data!$D$6:$D$1806)","v":335},{"$f":"IF($Z$1=\"+\",LOOKUP($V141,Data!$A$6:$A$1806,Data!$E$6:$E$1806)*-1,LOOKUP($V141,Data!$A$6:$A$1806,Data!$E$6:$E$1806))","v":-217.37942504882812},{"$f":"LOOKUP($V141,Data!$A$6:$A$1806,Data!$F$6:$F$1806)","v":16},{"$f":"LOOKUP($V141,Data!$A$6:$A$1806,Data!$G$6:$G$1806)","v":130.5},{"$f":"LOOKUP($V141,Data!$A$6:$A$1806,Data!$H$6:$H$1806)","v":10},{"$f":"LOOKUP($V141,Data!$A$6:$A$1806,Data!$I$6:$I$1806)","v":0},{"$f":"LOOKUP($V141,Data!$A$6:$A$1806,Data!$J$6:$J$1806)","v":-103},{"$f":"LOOKUP($V141,Data!$A$6:$A$1806,Data!$K$6:$K$1806)","v":7586.13},67.19970703125]
[null,40098.103819444324,{"$f":"LOOKUP(B142,Data!$A$6:$A$1806,Data!B$6:B$1806)","v":59.917999267578125},{"$f":"LOOKUP(B142,Data!$A$6:$A$1806,Data!C$6:C$1806)","v":3783.0283203125},null,null,null,65.6005859375,68.596851726782219,null,null,0.62417039744535951,3782.2586419028353,{"$f":"AVERAGE(D$79:D142)","v":3793.3408203125},{"$f":"AVERAGE(M$79:M142)","v":3779.8729955997096},3712.8148879588693,{"$f":"AVERAGE(P$79:P142)","v":3693.4656056380704},null,null,null,null,40098.103819444324,{"$f":"LOOKUP($V142,Data!$A$6:$A$1806,Data!$B$6:$B$1806)","v":59.917999267578125},{"$f":"LOOKUP($V142,Data!$A$6:$A$1806,Data!$C$6:$C$1806)","v":3783.0283203125},{"$f":"LOOKUP($V142,Data!$A$6:$A$1806,Data!$D$6:$D$1806)","v":335},{"$f":"IF($Z$1=\"+\",LOOKUP($V142,Data!$A$6:$A$1806,Data!$E$6:$E$1806)*-1,LOOKUP($V142,Data!$A$6:$A$1806,Data!$E$6:$E$1806))","v":-217.37942504882812},{"$f":"LOOKUP($V142,Data!$A$6:$A$1806,Data!$F$6:$F$1806)","v":16},{"$f":"LOOKUP($V142,Data!$A$6:$A$1806,Data!$G$6:$G$1806)","v":131},{"$f":"LOOKUP($V142,Data!$A$6:$A$1806,Data!$H$6:$H$1806)","v":10},{"$f":"LOOKUP($V142,Data!$A$6:$A$1806,Data!$I$6:$I$1806)","v":0},{"$f":"LOOKUP($V142,Data!$A$6:$A$1806,Data!$J$6:$J$1806)","v":-103},{"$f":"LOOKUP($V142,Data!$A$6:$A$1806,Data!$K$6:$K$1806)","v":7586.46},65.6005859375]
[null,40098.103842592471,{"$f":"LOOKUP(B143,Data!$A$6:$A$1806,Data!B$6:B$1806)","v":59.917999267578125},{"$f":"LOOKUP(B143,Data!$A$6:$A$1806,Data!C$6:C$1806)","v":3783.0283203125},null,null,null,65.6005859375,67.548158700533435,null,null,0.62417039744535951,3781.8341192740318,{"$f":"AVERAGE(D$79:D143)","v":3793.1821664663462},{"$f":"AVERAGE(M$79:M143)","v":3779.9031667331606},3713.4390583563145,{"$f":"AVERAGE(P$79:P143)","v":3693.7776908367928},null,null,null,null,40098.103842592471,{"$f":"LOOKUP($V143,Data!$A$6:$A$1806,Data!$B$6:$B$1806)","v":59.917999267578125},{"$f":"LOOKUP($V143,Data!$A$6:$A$1806,Data!$C$6:$C$1806)","v":3783.0283203125},{"$f":"LOOKUP($V143,Data!$A$6:$A$1806,Data!$D$6:$D$1806)","v":335},{"$f":"IF($Z$1=\"+\",LOOKUP($V143,Data!$A$6:$A$1806,Data!$E$6:$E$1806)*-1,LOOKUP($V143,Data!$A$6:$A$1806,Data!$E$6:$E$1806))","v":-217.37942504882812},{"$f":"LOOKUP($V143,Data!$A$6:$A$1806,Data!$F$6:$F$1806)","v":16},{"$f":"LOOKUP($V143,Data!$A$6:$A$1806,Data!$G$6:$G$1806)","v":131},{"$f":"LOOKUP($V143,Data!$A$6:$A$1806,Data!$H$6:$H$1806)","v":10},{"$f":"LOOKUP($V143,Data!$A$6:$A$1806,Data!$I$6:$I$1806)","v":0},{"$f":"LOOKUP($V143,Data!$A$6:$A$1806,Data!$J$6:$J$1806)","v":-103},{"$f":"LOOKUP($V143,Data!$A$6:$A$1806,Data!$K$6:$K$1806)","v":7586.46},65.6005859375]
[null,40098.103865740617,{"$f":"LOOKUP(B144,Data!$A$6:$A$1806,Data!B$6:B$1806)","v":59.921001434326172},{"$f":"LOOKUP(B144,Data!$A$6:$A$1806,Data!C$6:C$1806)","v":3776.3583984375},null,null,null,63.1988525390625,66.025901544018609,null,null,{"$f":"IF(B144>G$3,0,(K$21*0.000023148/K$22))","v":0.62417039744535951},{"$f":"M143+L144+(I144-I143)","v":3780.9360325149619},{"$f":"AVERAGE(D$79:D144)","v":3792.9272608901515},{"$f":"AVERAGE(M$79:M144)","v":3779.9188162147029},3714.0632287537596,{"$f":"AVERAGE(P$79:P144)","v":3694.0897760355156},null,null,null,null,40098.103865740617,{"$f":"LOOKUP($V144,Data!$A$6:$A$1806,Data!$B$6:$B$1806)","v":59.921001434326172},{"$f":"LOOKUP($V144,Data!$A$6:$A$1806,Data!$C$6:$C$1806)","v":3776.3583984375},{"$f":"LOOKUP($V144,Data!$A$6:$A$1806,Data!$D$6:$D$1806)","v":335},{"$f":"IF($Z$1=\"+\",LOOKUP($V144,Data!$A$6:$A$1806,Data!$E$6:$E$1806)*-1,LOOKUP($V144,Data!$A$6:$A$1806,Data!$E$6:$E$1806))","v":-217.37942504882812},{"$f":"LOOKUP($V144,Data!$A$6:$A$1806,Data!$F$6:$F$1806)","v":16},{"$f":"LOOKUP($V144,Data!$A$6:$A$1806,Data!$G$6:$G$1806)","v":131.5},{"$f":"LOOKUP($V144,Data!$A$6:$A$1806,Data!$H$6:$H$1806)","v":10},{"$f":"LOOKUP($V144,Data!$A$6:$A$1806,Data!$I$6:$I$1806)","v":0},{"$f":"LOOKUP($V144,Data!$A$6:$A$1806,Data!$J$6:$J$1806)","v":-103},{"$f":"LOOKUP($V144,Data!$A$6:$A$1806,Data!$K$6:$K$1806)","v":7586.79},63.1988525390625]
[null,40098.103888888763,{"$f":"LOOKUP(B145,Data!$A$6:$A$1806,Data!B$6:B$1806)","v":59.921001434326172},{"$f":"LOOKUP(B145,Data!$A$6:$A$1806,Data!C$6:C$1806)","v":3776.3583984375},null,null,null,63.1988525390625,65.036434392283979,null,null,0.62417039744535951,3780.5707357606725,{"$f":"AVERAGE(D$79:D145)","v":3792.6799644356342},{"$f":"AVERAGE(M$79:M145)","v":3779.92854635718},3714.6873991512048,{"$f":"AVERAGE(P$79:P145)","v":3694.4018612342384},null,null,null,null,{"$f":"V144+TIME(0,0,$B$1)","v":40098.103888888763},{"$f":"LOOKUP($V145,Data!$A$6:$A$1806,Data!$B$6:$B$1806)","v":59.921001434326172},{"$f":"LOOKUP($V145,Data!$A$6:$A$1806,Data!$C$6:$C$1806)","v":3776.3583984375},{"$f":"LOOKUP($V145,Data!$A$6:$A$1806,Data!$D$6:$D$1806)","v":335},{"$f":"IF($Z$1=\"+\",LOOKUP($V145,Data!$A$6:$A$1806,Data!$E$6:$E$1806)*-1,LOOKUP($V145,Data!$A$6:$A$1806,Data!$E$6:$E$1806))","v":-217.37942504882812},{"$f":"LOOKUP($V145,Data!$A$6:$A$1806,Data!$F$6:$F$1806)","v":16},{"$f":"LOOKUP($V145,Data!$A$6:$A$1806,Data!$G$6:$G$1806)","v":131.5},{"$f":"LOOKUP($V145,Data!$A$6:$A$1806,Data!$H$6:$H$1806)","v":10},{"$f":"LOOKUP($V145,Data!$A$6:$A$1806,Data!$I$6:$I$1806)","v":0},{"$f":"LOOKUP($V145,Data!$A$6:$A$1806,Data!$J$6:$J$1806)","v":-103},{"$f":"LOOKUP($V145,Data!$A$6:$A$1806,Data!$K$6:$K$1806)","v":7586.79},63.1988525390625]
[null,40098.10391203691,{"$f":"LOOKUP(B146,Data!$A$6:$A$1806,Data!B$6:B$1806)","v":59.916999816894531},{"$f":"LOOKUP(B146,Data!$A$6:$A$1806,Data!C$6:C$1806)","v":3774.604248046875},null,null,null,66.400146484375,65.513733624515837,null,null,0.62417039744535951,3781.6722053903495,{"$f":"AVERAGE(D$79:D146)","v":3792.4141450769762},{"$f":"AVERAGE(M$79:M146)","v":3779.9541884017854},{"$f":"P145+L146","v":3715.3115695486499},{"$f":"AVERAGE(P$79:P146)","v":3694.7139464329607},null,null,null,null,40098.10391203691,{"$f":"LOOKUP($V146,Data!$A$6:$A$1806,Data!$B$6:$B$1806)","v":59.916999816894531},{"$f":"LOOKUP($V146,Data!$A$6:$A$1806,Data!$C$6:$C$1806)","v":3774.604248046875},{"$f":"LOOKUP($V146,Data!$A$6:$A$1806,Data!$D$6:$D$1806)","v":335},{"$f":"IF($Z$1=\"+\",LOOKUP($V146,Data!$A$6:$A$1806,Data!$E$6:$E$1806)*-1,LOOKUP($V146,Data!$A$6:$A$1806,Data!$E$6:$E$1806))","v":-217.37942504882812},{"$f":"LOOKUP($V146,Data!$A$6:$A$1806,Data!$F$6:$F$1806)","v":16},{"$f":"LOOKUP($V146,Data!$A$6:$A$1806,Data!$G$6:$G$1806)","v":132},{"$f":"LOOKUP($V146,Data!$A$6:$A$1806,Data!$H$6:$H$1806)","v":10},{"$f":"LOOKUP($V146,Data!$A$6:$A$1806,Data!$I$6:$I$1806)","v":0},{"$f":"LOOKUP($V146,Data!$A$6:$A$1806,Data!$J$6:$J$1806)","v":-103},{"$f":"LOOKUP($V146,Data!$A$6:$A$1806,Data!$K$6:$K$1806)","v":7587.12},66.400146484375]
[null,40098.103935185056,{"$f":"LOOKUP(B147,Data!$A$6:$A$1806,Data!B$6:B$1806)","v":59.916999816894531},{"$f":"LOOKUP(B147,Data!$A$6:$A$1806,Data!C$6:C$1806)","v":3774.604248046875},null,null,null,66.400146484375,65.823978125466539,null,null,0.62417039744535951,3782.6066202887455,{"$f":"AVERAGE(D$79:D147)","v":3792.1560306272645},{"$f":"AVERAGE(M$79:M147)","v":3779.9926294436254},3715.9357399460951,{"$f":"AVERAGE(P$79:P147)","v":3695.0260316316831},null,null,null,null,40098.103935185056,{"$f":"LOOKUP($V147,Data!$A$6:$A$1806,Data!$B$6:$B$1806)","v":59.916999816894531},{"$f":"LOOKUP($V147,Data!$A$6:$A$1806,Data!$C$6:$C$1806)","v":3774.604248046875},{"$f":"LOOKUP($V147,Data!$A$6:$A$1806,Data!$D$6:$D$1806)","v":335},{"$f":"IF($Z$1=\"+\",LOOKUP($V147,Data!$A$6:$A$1806,Data!$E$6:$E$1806)*-1,LOOKUP($V147,Data!$A$6:$A$1806,Data!$E$6:$E$1806))","v":-217.37942504882812},{"$f":"LOOKUP($V147,Data!$A$6:$A$1806,Data!$F$6:$F$1806)","v":16},{"$f":"LOOKUP($V147,Data!$A$6:$A$1806,Data!$G$6:$G$1806)","v":132},{"$f":"LOOKUP($V147,Data!$A$6:$A$1806,Data!$H$6:$H$1806)","v":10},{"$f":"LOOKUP($V147,Data!$A$6:$A$1806,Data!$I$6:$I$1806)","v":0},{"$f":"LOOKUP($V147,Data!$A$6:$A$1806,Data!$J$6:$J$1806)","v":-103},{"$f":"LOOKUP($V147,Data!$A$6:$A$1806,Data!$K$6:$K$1806)","v":7587.12},66.400146484375]
[null,40098.103958333202,{"$f":"LOOKUP(B148,Data!$A$6:$A$1806,Data!B$6:B$1806)","v":59.921001434326172},{"$f":"LOOKUP(B148,Data!$A$6:$A$1806,Data!C$6:C$1806)","v":3773.957763671875},null,null,null,63.1988525390625,64.905184170225127,null,null,0.62417039744535951,3782.3119967309494,{"$f":"AVERAGE(D$79:D148)","v":3791.8960553850447},{"$f":"AVERAGE(M$79:M148)","v":3780.025763262016},3716.5599103435402,{"$f":"AVERAGE(P$79:P148)","v":3695.3381168304059},null,null,null,null,40098.103958333202,{"$f":"LOOKUP($V148,Data!$A$6:$A$1806,Data!$B$6:$B$1806)","v":59.921001434326172},{"$f":"LOOKUP($V148,Data!$A$6:$A$1806,Data!$C$6:$C$1806)","v":3773.957763671875},{"$f":"LOOKUP($V148,Data!$A$6:$A$1806,Data!$D$6:$D$1806)","v":335},{"$f":"IF($Z$1=\"+\",LOOKUP($V148,Data!$A$6:$A$1806,Data!$E$6:$E$1806)*-1,LOOKUP($V148,Data!$A$6:$A$1806,Data!$E$6:$E$1806))","v":-217.37942504882812},{"$f":"LOOKUP($V148,Data!$A$6:$A$1806,Data!$F$6:$F$1806)","v":16},{"$f":"LOOKUP($V148,Data!$A$6:$A$1806,Data!$G$6:$G$1806)","v":132.5},{"$f":"LOOKUP($V148,Data!$A$6:$A$1806,Data!$H$6:$H$1806)","v":10},{"$f":"LOOKUP($V148,Data!$A$6:$A$1806,Data!$I$6:$I$1806)","v":0},{"$f":"LOOKUP($V148,Data!$A$6:$A$1806,Data!$J$6:$J$1806)","v":-103},{"$f":"LOOKUP($V148,Data!$A$6:$A$1806,Data!$K$6:$K$1806)","v":7587.45},63.1988525390625]
[null,40098.103981481348,{"$f":"LOOKUP(B149,Data!$A$6:$A$1806,Data!B$6:B$1806)","v":59.921001434326172},{"$f":"LOOKUP(B149,Data!$A$6:$A$1806,Data!C$6:C$1806)","v":3773.957763671875},null,null,null,63.1988525390625,64.307968099318202,null,null,0.62417039744535951,3782.3389510574875,{"$f":"AVERAGE(D$79:D149)","v":3791.6434033890846},{"$f":"AVERAGE(M$79:M149)","v":3780.0583433718107},3717.1840807409853,{"$f":"AVERAGE(P$79:P149)","v":3695.6502020291286},null,null,null,null,40098.103981481348,{"$f":"LOOKUP($V149,Data!$A$6:$A$1806,Data!$B$6:$B$1806)","v":59.921001434326172},{"$f":"LOOKUP($V149,Data!$A$6:$A$1806,Data!$C$6:$C$1806)","v":3773.957763671875},{"$f":"LOOKUP($V149,Data!$A$6:$A$1806,Data!$D$6:$D$1806)","v":335},{"$f":"IF($Z$1=\"+\",LOOKUP($V149,Data!$A$6:$A$1806,Data!$E$6:$E$1806)*-1,LOOKUP($V149,Data!$A$6:$A$1806,Data!$E$6:$E$1806))","v":-217.37942504882812},{"$f":"LOOKUP($V149,Data!$A$6:$A$1806,Data!$F$6:$F$1806)","v":16},{"$f":"LOOKUP($V149,Data!$A$6:$A$1806,Data!$G$6:$G$1806)","v":132.5},{"$f":"LOOKUP($V149,Data!$A$6:$A$1806,Data!$H$6:$H$1806)","v":10},{"$f":"LOOKUP($V149,Data!$A$6:$A$1806,Data!$I$6:$I$1806)","v":0},{"$f":"LOOKUP($V149,Data!$A$6:$A$1806,Data!$J$6:$J$1806)","v":-103},{"$f":"LOOKUP($V149,Data!$A$6:$A$1806,Data!$K$6:$K$1806)","v":7587.45},63.1988525390625]
[null,40098.104004629495,{"$f":"LOOKUP(B150,Data!$A$6:$A$1806,Data!B$6:B$1806)","v":59.925998687744141},{"$f":"LOOKUP(B150,Data!$A$6:$A$1806,Data!C$6:C$1806)","v":3771.67041015625},null,null,null,59.2010498046875,62.520546696197457,null,null,0.62417039744535951,3781.1757000518119,{"$f":"AVERAGE(D$79:D150)","v":3791.3660007052949},{"$f":"AVERAGE(M$79:M150)","v":3780.0738622145891},3717.8082511384305,{"$f":"AVERAGE(P$79:P150)","v":3695.962287227851},null,null,null,null,40098.104004629495,{"$f":"LOOKUP($V150,Data!$A$6:$A$1806,Data!$B$6:$B$1806)","v":59.925998687744141},{"$f":"LOOKUP($V150,Data!$A$6:$A$1806,Data!$C$6:$C$1806)","v":3771.67041015625},{"$f":"LOOKUP($V150,Data!$A$6:$A$1806,Data!$D$6:$D$1806)","v":335},{"$f":"IF($Z$1=\"+\",LOOKUP($V150,Data!$A$6:$A$1806,Data!$E$6:$E$1806)*-1,LOOKUP($V150,Data!$A$6:$A$1806,Data!$E$6:$E$1806))","v":-214.83035278320312},{"$f":"LOOKUP($V150,Data!$A$6:$A$1806,Data!$F$6:$F$1806)","v":16},{"$f":"LOOKUP($V150,Data!$A$6:$A$1806,Data!$G$6:$G$1806)","v":133},{"$f":"LOOKUP($V150,Data!$A$6:$A$1806,Data!$H$6:$H$1806)","v":10},{"$f":"LOOKUP($V150,Data!$A$6:$A$1806,Data!$I$6:$I$1806)","v":0},{"$f":"LOOKUP($V150,Data!$A$6:$A$1806,Data!$J$6:$J$1806)","v":-103},{"$f":"LOOKUP($V150,Data!$A$6:$A$1806,Data!$K$6:$K$1806)","v":7587.78},59.2010498046875]
[null,40098.104027777641,{"$f":"LOOKUP(B151,Data!$A$6:$A$1806,Data!B$6:B$1806)","v":59.925998687744141},{"$f":"LOOKUP(B151,Data!$A$6:$A$1806,Data!C$6:C$1806)","v":3771.67041015625},null,null,null,59.2010498046875,61.358722784168975,null,null,0.62417039744535951,3780.6380465372285,{"$f":"AVERAGE(D$79:D151)","v":3791.0961980950342},{"$f":"AVERAGE(M$79:M151)","v":3780.0815907669539},3718.4324215358756,{"$f":"AVERAGE(P$79:P151)","v":3696.2743724265738},null,null,null,null,40098.104027777641,{"$f":"LOOKUP($V151,Data!$A$6:$A$1806,Data!$B$6:$B$1806)","v":59.925998687744141},{"$f":"LOOKUP($V151,Data!$A$6:$A$1806,Data!$C$6:$C$1806)","v":3771.67041015625},{"$f":"LOOKUP($V151,Data!$A$6:$A$1806,Data!$D$6:$D$1806)","v":335},{"$f":"IF($Z$1=\"+\",LOOKUP($V151,Data!$A$6:$A$1806,Data!$E$6:$E$1806)*-1,LOOKUP($V151,Data!$A$6:$A$1806,Data!$E$6:$E$1806))","v":-214.83035278320312},{"$f":"LOOKUP($V151,Data!$A$6:$A$1806,Data!$F$6:$F$1806)","v":16},{"$f":"LOOKUP($V151,Data!$A$6:$A$1806,Data!$G$6:$G$1806)","v":133},{"$f":"LOOKUP($V151,Data!$A$6:$A$1806,Data!$H$6:$H$1806)","v":10},{"$f":"LOOKUP($V151,Data!$A$6:$A$1806,Data!$I$6:$I$1806)","v":0},{"$f":"LOOKUP($V151,Data!$A$6:$A$1806,Data!$J$6:$J$1806)","v":-103},{"$f":"LOOKUP($V151,Data!$A$6:$A$1806,Data!$K$6:$K$1806)","v":7587.78},59.2010498046875]
[null,40098.104050925787,{"$f":"LOOKUP(B152,Data!$A$6:$A$1806,Data!B$6:B$1806)","v":59.928001403808594},{"$f":"LOOKUP(B152,Data!$A$6:$A$1806,Data!C$6:C$1806)","v":3768.70703125},null,null,null,57.598876953125,60.042776743303584,null,null,0.62417039744535951,3779.9462708938081,{"$f":"AVERAGE(D$79:D152)","v":3790.7936417863175},{"$f":"AVERAGE(M$79:M152)","v":3780.0797621200195},3719.0565919333208,{"$f":"AVERAGE(P$79:P152)","v":3696.5864576252961},null,null,null,null,40098.104050925787,{"$f":"LOOKUP($V152,Data!$A$6:$A$1806,Data!$B$6:$B$1806)","v":59.928001403808594},{"$f":"LOOKUP($V152,Data!$A$6:$A$1806,Data!$C$6:$C$1806)","v":3768.70703125},{"$f":"LOOKUP($V152,Data!$A$6:$A$1806,Data!$D$6:$D$1806)","v":335},{"$f":"IF($Z$1=\"+\",LOOKUP($V152,Data!$A$6:$A$1806,Data!$E$6:$E$1806)*-1,LOOKUP($V152,Data!$A$6:$A$1806,Data!$E$6:$E$1806))","v":-214.83035278320312},{"$f":"LOOKUP($V152,Data!$A$6:$A$1806,Data!$F$6:$F$1806)","v":16},{"$f":"LOOKUP($V152,Data!$A$6:$A$1806,Data!$G$6:$G$1806)","v":133.5},{"$f":"LOOKUP($V152,Data!$A$6:$A$1806,Data!$H$6:$H$1806)","v":10},{"$f":"LOOKUP($V152,Data!$A$6:$A$1806,Data!$I$6:$I$1806)","v":0},{"$f":"LOOKUP($V152,Data!$A$6:$A$1806,Data!$J$6:$J$1806)","v":-103},{"$f":"LOOKUP($V152,Data!$A$6:$A$1806,Data!$K$6:$K$1806)","v":7588.11},57.598876953125]
[null,40098.104074073934,{"$f":"LOOKUP(B153,Data!$A$6:$A$1806,Data!B$6:B$1806)","v":59.928001403808594},{"$f":"LOOKUP(B153,Data!$A$6:$A$1806,Data!C$6:C$1806)","v":3768.70703125},null,null,null,57.598876953125,59.187411816741083,null,null,0.62417039744535951,3779.715076364691,{"$f":"AVERAGE(D$79:D153)","v":3790.4991536458333},{"$f":"AVERAGE(M$79:M153)","v":3780.0748996432817},3719.6807623307659,{"$f":"AVERAGE(P$79:P153)","v":3696.8985428240189},null,null,null,null,40098.104074073934,{"$f":"LOOKUP($V153,Data!$A$6:$A$1806,Data!$B$6:$B$1806)","v":59.928001403808594},{"$f":"LOOKUP($V153,Data!$A$6:$A$1806,Data!$C$6:$C$1806)","v":3768.70703125},{"$f":"LOOKUP($V153,Data!$A$6:$A$1806,Data!$D$6:$D$1806)","v":335},{"$f":"IF($Z$1=\"+\",LOOKUP($V153,Data!$A$6:$A$1806,Data!$E$6:$E$1806)*-1,LOOKUP($V153,Data!$A$6:$A$1806,Data!$E$6:$E$1806))","v":-214.83035278320312},{"$f":"LOOKUP($V153,Data!$A$6:$A$1806,Data!$F$6:$F$1806)","v":16},{"$f":"LOOKUP($V153,Data!$A$6:$A$1806,Data!$G$6:$G$1806)","v":133.5},{"$f":"LOOKUP($V153,Data!$A$6:$A$1806,Data!$H$6:$H$1806)","v":10},{"$f":"LOOKUP($V153,Data!$A$6:$A$1806,Data!$I$6:$I$1806)","v":0},{"$f":"LOOKUP($V153,Data!$A$6:$A$1806,Data!$J$6:$J$1806)","v":-103},{"$f":"LOOKUP($V153,Data!$A$6:$A$1806,Data!$K$6:$K$1806)","v":7588.11},57.598876953125]
[null,40098.10409722208,{"$f":"LOOKUP(B154,Data!$A$6:$A$1806,Data!B$6:B$1806)","v":59.931999206542969},{"$f":"LOOKUP(B154,Data!$A$6:$A$1806,Data!C$6:C$1806)","v":3767.02099609375},null,null,null,54.400634765625,57.512039848850456,null,null,0.62417039744535951,3778.6638747942457,{"$f":"AVERAGE(D$79:D154)","v":3790.1902305201479},{"$f":"AVERAGE(M$79:M154)","v":3780.0563335268471},3720.304932728211,{"$f":"AVERAGE(P$79:P154)","v":3697.2106280227417},null,null,null,null,40098.10409722208,{"$f":"LOOKUP($V154,Data!$A$6:$A$1806,Data!$B$6:$B$1806)","v":59.931999206542969},{"$f":"LOOKUP($V154,Data!$A$6:$A$1806,Data!$C$6:$C$1806)","v":3767.02099609375},{"$f":"LOOKUP($V154,Data!$A$6:$A$1806,Data!$D$6:$D$1806)","v":335},{"$f":"IF($Z$1=\"+\",LOOKUP($V154,Data!$A$6:$A$1806,Data!$E$6:$E$1806)*-1,LOOKUP($V154,Data!$A$6:$A$1806,Data!$E$6:$E$1806))","v":-214.83035278320312},{"$f":"LOOKUP($V154,Data!$A$6:$A$1806,Data!$F$6:$F$1806)","v":16},{"$f":"LOOKUP($V154,Data!$A$6:$A$1806,Data!$G$6:$G$1806)","v":134},{"$f":"LOOKUP($V154,Data!$A$6:$A$1806,Data!$H$6:$H$1806)","v":10},{"$f":"LOOKUP($V154,Data!$A$6:$A$1806,Data!$I$6:$I$1806)","v":0},{"$f":"LOOKUP($V154,Data!$A$6:$A$1806,Data!$J$6:$J$1806)","v":-103},{"$f":"LOOKUP($V154,Data!$A$6:$A$1806,Data!$K$6:$K$1806)","v":7588.44},54.400634765625]
[null,40098.104120370226,{"$f":"LOOKUP(B155,Data!$A$6:$A$1806,Data!B$6:B$1806)","v":59.931999206542969},{"$f":"LOOKUP(B155,Data!$A$6:$A$1806,Data!C$6:C$1806)","v":3767.02099609375},null,null,null,54.400634765625,56.423048069721546,null,null,0.62417039744535951,3778.1990534125621,{"$f":"AVERAGE(D$79:D155)","v":3789.8893313717531},{"$f":"AVERAGE(M$79:M155)","v":3780.0322130058821},3720.9291031256562,{"$f":"AVERAGE(P$79:P155)","v":3697.5227132214641},null,null,null,null,40098.104120370226,{"$f":"LOOKUP($V155,Data!$A$6:$A$1806,Data!$B$6:$B$1806)","v":59.931999206542969},{"$f":"LOOKUP($V155,Data!$A$6:$A$1806,Data!$C$6:$C$1806)","v":3767.02099609375},{"$f":"LOOKUP($V155,Data!$A$6:$A$1806,Data!$D$6:$D$1806)","v":335},{"$f":"IF($Z$1=\"+\",LOOKUP($V155,Data!$A$6:$A$1806,Data!$E$6:$E$1806)*-1,LOOKUP($V155,Data!$A$6:$A$1806,Data!$E$6:$E$1806))","v":-214.83035278320312},{"$f":"LOOKUP($V155,Data!$A$6:$A$1806,Data!$F$6:$F$1806)","v":16},{"$f":"LOOKUP($V155,Data!$A$6:$A$1806,Data!$G$6:$G$1806)","v":134},{"$f":"LOOKUP($V155,Data!$A$6:$A$1806,Data!$H$6:$H$1806)","v":10},{"$f":"LOOKUP($V155,Data!$A$6:$A$1806,Data!$I$6:$I$1806)","v":0},{"$f":"LOOKUP($V155,Data!$A$6:$A$1806,Data!$J$6:$J$1806)","v":-103},{"$f":"LOOKUP($V155,Data!$A$6:$A$1806,Data!$K$6:$K$1806)","v":7588.44},54.400634765625]
[null,40098.104143518372,{"$f":"LOOKUP(B156,Data!$A$6:$A$1806,Data!B$6:B$1806)","v":59.928001403808594},{"$f":"LOOKUP(B156,Data!$A$6:$A$1806,Data!C$6:C$1806)","v":3766.7880859375},null,null,null,57.598876953125,56.834588178912753,null,null,0.62417039744535951,3779.2347639191985,{"$f":"AVERAGE(D$79:D156)","v":3789.5931615584936},{"$f":"AVERAGE(M$79:M156)","v":3780.0219892996424},3721.5532735231013,{"$f":"AVERAGE(P$79:P156)","v":3697.8347984201869},null,null,null,null,40098.104143518372,{"$f":"LOOKUP($V156,Data!$A$6:$A$1806,Data!$B$6:$B$1806)","v":59.928001403808594},{"$f":"LOOKUP($V156,Data!$A$6:$A$1806,Data!$C$6:$C$1806)","v":3766.7880859375},{"$f":"LOOKUP($V156,Data!$A$6:$A$1806,Data!$D$6:$D$1806)","v":335},{"$f":"IF($Z$1=\"+\",LOOKUP($V156,Data!$A$6:$A$1806,Data!$E$6:$E$1806)*-1,LOOKUP($V156,Data!$A$6:$A$1806,Data!$E$6:$E$1806))","v":-214.83035278320312},{"$f":"LOOKUP($V156,Data!$A$6:$A$1806,Data!$F$6:$F$1806)","v":16},{"$f":"LOOKUP($V156,Data!$A$6:$A$1806,Data!$G$6:$G$1806)","v":134.5},{"$f":"LOOKUP($V156,Data!$A$6:$A$1806,Data!$H$6:$H$1806)","v":10},{"$f":"LOOKUP($V156,Data!$A$6:$A$1806,Data!$I$6:$I$1806)","v":0},{"$f":"LOOKUP($V156,Data!$A$6:$A$1806,Data!$J$6:$J$1806)","v":-103},{"$f":"LOOKUP($V156,Data!$A$6:$A$1806,Data!$K$6:$K$1806)","v":7588.77},57.598876953125]
[null,40098.104166666519,{"$f":"LOOKUP(B157,Data!$A$6:$A$1806,Data!B$6:B$1806)","v":59.928001403808594},{"$f":"LOOKUP(B157,Data!$A$6:$A$1806,Data!C$6:C$1806)","v":3766.7880859375},null,null,null,57.598876953125,57.102089249887044,null,null,0.62417039744535951,3780.1264353876181,{"$f":"AVERAGE(D$79:D157)","v":3789.3044897151899},{"$f":"AVERAGE(M$79:M157)","v":3780.0233114020225},3722.1774439205465,{"$f":"AVERAGE(P$79:P157)","v":3698.1468836189088},null,null,null,null,40098.104166666519,{"$f":"LOOKUP($V157,Data!$A$6:$A$1806,Data!$B$6:$B$1806)","v":59.928001403808594},{"$f":"LOOKUP($V157,Data!$A$6:$A$1806,Data!$C$6:$C$1806)","v":3766.7880859375},{"$f":"LOOKUP($V157,Data!$A$6:$A$1806,Data!$D$6:$D$1806)","v":335},{"$f":"IF($Z$1=\"+\",LOOKUP($V157,Data!$A$6:$A$1806,Data!$E$6:$E$1806)*-1,LOOKUP($V157,Data!$A$6:$A$1806,Data!$E$6:$E$1806))","v":-214.83035278320312},{"$f":"LOOKUP($V157,Data!$A$6:$A$1806,Data!$F$6:$F$1806)","v":16},{"$f":"LOOKUP($V157,Data!$A$6:$A$1806,Data!$G$6:$G$1806)","v":134.5},{"$f":"LOOKUP($V157,Data!$A$6:$A$1806,Data!$H$6:$H$1806)","v":10},{"$f":"LOOKUP($V157,Data!$A$6:$A$1806,Data!$I$6:$I$1806)","v":0},{"$f":"LOOKUP($V157,Data!$A$6:$A$1806,Data!$J$6:$J$1806)","v":-103},{"$f":"LOOKUP($V157,Data!$A$6:$A$1806,Data!$K$6:$K$1806)","v":7588.77},57.598876953125]
[null,40098.104189814665,{"$f":"LOOKUP(B158,Data!$A$6:$A$1806,Data!B$6:B$1806)","v":59.929000854492187},{"$f":"LOOKUP(B158,Data!$A$6:$A$1806,Data!C$6:C$1806)","v":3765.671630859375},null,null,null,56.79931640625,56.996118754614081,null,null,0.62417039744535951,3780.6446352897901,{"$f":"AVERAGE(D$79:D158)","v":3789.0090789794922},{"$f":"AVERAGE(M$79:M158)","v":3780.0310779506194},3722.8016143179916,{"$f":"AVERAGE(P$79:P158)","v":3698.4589688176316},null,null,null,null,40098.104189814665,{"$f":"LOOKUP($V158,Data!$A$6:$A$1806,Data!$B$6:$B$1806)","v":59.929000854492187},{"$f":"LOOKUP($V158,Data!$A$6:$A$1806,Data!$C$6:$C$1806)","v":3765.671630859375},{"$f":"LOOKUP($V158,Data!$A$6:$A$1806,Data!$D$6:$D$1806)","v":335},{"$f":"IF($Z$1=\"+\",LOOKUP($V158,Data!$A$6:$A$1806,Data!$E$6:$E$1806)*-1,LOOKUP($V158,Data!$A$6:$A$1806,Data!$E$6:$E$1806))","v":-214.83035278320312},{"$f":"LOOKUP($V158,Data!$A$6:$A$1806,Data!$F$6:$F$1806)","v":16},{"$f":"LOOKUP($V158,Data!$A$6:$A$1806,Data!$G$6:$G$1806)","v":135},{"$f":"LOOKUP($V158,Data!$A$6:$A$1806,Data!$H$6:$H$1806)","v":10},{"$f":"LOOKUP($V158,Data!$A$6:$A$1806,Data!$I$6:$I$1806)","v":0},{"$f":"LOOKUP($V158,Data!$A$6:$A$1806,Data!$J$6:$J$1806)","v":-103},{"$f":"LOOKUP($V158,Data!$A$6:$A$1806,Data!$K$6:$K$1806)","v":7589.1},56.79931640625]
[null,40098.104212962811,{"$f":"LOOKUP(B159,Data!$A$6:$A$1806,Data!B$6:B$1806)","v":59.929000854492187},{"$f":"LOOKUP(B159,Data!$A$6:$A$1806,Data!C$6:C$1806)","v":3765.671630859375},null,null,null,56.79931640625,56.927237932686651,null,null,0.62417039744535951,3781.1999248653078,{"$f":"AVERAGE(D$79:D159)","v":3788.7209623360341},{"$f":"AVERAGE(M$79:M159)","v":3780.0455081594432},3723.4257847154367,{"$f":"AVERAGE(P$79:P159)","v":3698.7710540163544},null,null,null,null,40098.104212962811,{"$f":"LOOKUP($V159,Data!$A$6:$A$1806,Data!$B$6:$B$1806)","v":59.929000854492187},{"$f":"LOOKUP($V159,Data!$A$6:$A$1806,Data!$C$6:$C$1806)","v":3765.671630859375},{"$f":"LOOKUP($V159,Data!$A$6:$A$1806,Data!$D$6:$D$1806)","v":335},{"$f":"IF($Z$1=\"+\",LOOKUP($V159,Data!$A$6:$A$1806,Data!$E$6:$E$1806)*-1,LOOKUP($V159,Data!$A$6:$A$1806,Data!$E$6:$E$1806))","v":-214.83035278320312},{"$f":"LOOKUP($V159,Data!$A$6:$A$1806,Data!$F$6:$F$1806)","v":16},{"$f":"LOOKUP($V159,Data!$A$6:$A$1806,Data!$G$6:$G$1806)","v":135},{"$f":"LOOKUP($V159,Data!$A$6:$A$1806,Data!$H$6:$H$1806)","v":10},{"$f":"LOOKUP($V159,Data!$A$6:$A$1806,Data!$I$6:$I$1806)","v":0},{"$f":"LOOKUP($V159,Data!$A$6:$A$1806,Data!$J$6:$J$1806)","v":-103},{"$f":"LOOKUP($V159,Data!$A$6:$A$1806,Data!$K$6:$K$1806)","v":7589.1},56.79931640625]
[null,40098.104236110958,{"$f":"LOOKUP(B160,Data!$A$6:$A$1806,Data!B$6:B$1806)","v":59.932998657226562},{"$f":"LOOKUP(B160,Data!$A$6:$A$1806,Data!C$6:C$1806)","v":3764.24267578125},null,null,null,53.60107421875,55.763080632808823,null,null,0.62417039744535951,3780.6599379628751,{"$f":"AVERAGE(D$79:D160)","v":3788.4224466463415},{"$f":"AVERAGE(M$79:M160)","v":3780.0530012058266},3724.0499551128819,{"$f":"AVERAGE(P$79:P160)","v":3699.0831392150762},null,null,null,null,40098.104236110958,{"$f":"LOOKUP($V160,Data!$A$6:$A$1806,Data!$B$6:$B$1806)","v":59.932998657226562},{"$f":"LOOKUP($V160,Data!$A$6:$A$1806,Data!$C$6:$C$1806)","v":3764.24267578125},{"$f":"LOOKUP($V160,Data!$A$6:$A$1806,Data!$D$6:$D$1806)","v":335},{"$f":"IF($Z$1=\"+\",LOOKUP($V160,Data!$A$6:$A$1806,Data!$E$6:$E$1806)*-1,LOOKUP($V160,Data!$A$6:$A$1806,Data!$E$6:$E$1806))","v":-227.65591430664062},{"$f":"LOOKUP($V160,Data!$A$6:$A$1806,Data!$F$6:$F$1806)","v":16},{"$f":"LOOKUP($V160,Data!$A$6:$A$1806,Data!$G$6:$G$1806)","v":135.5},{"$f":"LOOKUP($V160,Data!$A$6:$A$1806,Data!$H$6:$H$1806)","v":10},{"$f":"LOOKUP($V160,Data!$A$6:$A$1806,Data!$I$6:$I$1806)","v":0},{"$f":"LOOKUP($V160,Data!$A$6:$A$1806,Data!$J$6:$J$1806)","v":-103},{"$f":"LOOKUP($V160,Data!$A$6:$A$1806,Data!$K$6:$K$1806)","v":7589.43},53.60107421875]
[null,40098.104259259104,{"$f":"LOOKUP(B161,Data!$A$6:$A$1806,Data!B$6:B$1806)","v":59.932998657226562},{"$f":"LOOKUP(B161,Data!$A$6:$A$1806,Data!C$6:C$1806)","v":3764.24267578125},null,null,null,53.60107421875,55.006378387888233,null,null,0.62417039744535951,3780.5274061153996,{"$f":"AVERAGE(D$79:D161)","v":3788.1311241057983},{"$f":"AVERAGE(M$79:M161)","v":3780.0587169276282},3724.674125510327,{"$f":"AVERAGE(P$79:P161)","v":3699.395224413799},null,null,null,null,40098.104259259104,{"$f":"LOOKUP($V161,Data!$A$6:$A$1806,Data!$B$6:$B$1806)","v":59.932998657226562},{"$f":"LOOKUP($V161,Data!$A$6:$A$1806,Data!$C$6:$C$1806)","v":3764.24267578125},{"$f":"LOOKUP($V161,Data!$A$6:$A$1806,Data!$D$6:$D$1806)","v":335},{"$f":"IF($Z$1=\"+\",LOOKUP($V161,Data!$A$6:$A$1806,Data!$E$6:$E$1806)*-1,LOOKUP($V161,Data!$A$6:$A$1806,Data!$E$6:$E$1806))","v":-227.65591430664062},{"$f":"LOOKUP($V161,Data!$A$6:$A$1806,Data!$F$6:$F$1806)","v":16},{"$f":"LOOKUP($V161,Data!$A$6:$A$1806,Data!$G$6:$G$1806)","v":135.5},{"$f":"LOOKUP($V161,Data!$A$6:$A$1806,Data!$H$6:$H$1806)","v":10},{"$f":"LOOKUP($V161,Data!$A$6:$A$1806,Data!$I$6:$I$1806)","v":0},{"$f":"LOOKUP($V161,Data!$A$6:$A$1806,Data!$J$6:$J$1806)","v":-103},{"$f":"LOOKUP($V161,Data!$A$6:$A$1806,Data!$K$6:$K$1806)","v":7589.43},53.60107421875]
[null,40098.10428240725,{"$f":"LOOKUP(B162,Data!$A$6:$A$1806,Data!B$6:B$1806)","v":59.937000274658203},{"$f":"LOOKUP(B162,Data!$A$6:$A$1806,Data!C$6:C$1806)","v":3762.935302734375},null,null,null,50.3997802734375,53.394069047830477,null,null,0.62417039744535951,3779.5392671727868,{"$f":"AVERAGE(D$79:D162)","v":3787.8311738513767},{"$f":"AVERAGE(M$79:M162)","v":3780.0525330019759},3725.2982959077722,{"$f":"AVERAGE(P$79:P162)","v":3699.7073096125218},null,null,null,null,40098.10428240725,{"$f":"LOOKUP($V162,Data!$A$6:$A$1806,Data!$B$6:$B$1806)","v":59.937000274658203},{"$f":"LOOKUP($V162,Data!$A$6:$A$1806,Data!$C$6:$C$1806)","v":3762.935302734375},{"$f":"LOOKUP($V162,Data!$A$6:$A$1806,Data!$D$6:$D$1806)","v":335},{"$f":"IF($Z$1=\"+\",LOOKUP($V162,Data!$A$6:$A$1806,Data!$E$6:$E$1806)*-1,LOOKUP($V162,Data!$A$6:$A$1806,Data!$E$6:$E$1806))","v":-227.65591430664062},{"$f":"LOOKUP($V162,Data!$A$6:$A$1806,Data!$F$6:$F$1806)","v":16},{"$f":"LOOKUP($V162,Data!$A$6:$A$1806,Data!$G$6:$G$1806)","v":136},{"$f":"LOOKUP($V162,Data!$A$6:$A$1806,Data!$H$6:$H$1806)","v":10},{"$f":"LOOKUP($V162,Data!$A$6:$A$1806,Data!$I$6:$I$1806)","v":0},{"$f":"LOOKUP($V162,Data!$A$6:$A$1806,Data!$J$6:$J$1806)","v":-103},{"$f":"LOOKUP($V162,Data!$A$6:$A$1806,Data!$K$6:$K$1806)","v":7589.76},50.3997802734375]
[null,40098.104305555396,{"$f":"LOOKUP(B163,Data!$A$6:$A$1806,Data!B$6:B$1806)","v":59.937000274658203},{"$f":"LOOKUP(B163,Data!$A$6:$A$1806,Data!C$6:C$1806)","v":3762.935302734375},null,null,null,50.3997802734375,52.346067976792938,null,null,0.62417039744535951,3779.1154364991944,{"$f":"AVERAGE(D$79:D163)","v":3787.5382812500002},{"$f":"AVERAGE(M$79:M163)","v":3780.0415083372368},3725.9224663052173,{"$f":"AVERAGE(P$79:P163)","v":3700.0193948112442},null,null,null,null,40098.104305555396,{"$f":"LOOKUP($V163,Data!$A$6:$A$1806,Data!$B$6:$B$1806)","v":59.937000274658203},{"$f":"LOOKUP($V163,Data!$A$6:$A$1806,Data!$C$6:$C$1806)","v":3762.935302734375},{"$f":"LOOKUP($V163,Data!$A$6:$A$1806,Data!$D$6:$D$1806)","v":335},{"$f":"IF($Z$1=\"+\",LOOKUP($V163,Data!$A$6:$A$1806,Data!$E$6:$E$1806)*-1,LOOKUP($V163,Data!$A$6:$A$1806,Data!$E$6:$E$1806))","v":-227.65591430664062},{"$f":"LOOKUP($V163,Data!$A$6:$A$1806,Data!$F$6:$F$1806)","v":16},{"$f":"LOOKUP($V163,Data!$A$6:$A$1806,Data!$G$6:$G$1806)","v":136},{"$f":"LOOKUP($V163,Data!$A$6:$A$1806,Data!$H$6:$H$1806)","v":10},{"$f":"LOOKUP($V163,Data!$A$6:$A$1806,Data!$I$6:$I$1806)","v":0},{"$f":"LOOKUP($V163,Data!$A$6:$A$1806,Data!$J$6:$J$1806)","v":-103},{"$f":"LOOKUP($V163,Data!$A$6:$A$1806,Data!$K$6:$K$1806)","v":7589.76},50.3997802734375]
[null,40098.104328703543,{"$f":"LOOKUP(B164,Data!$A$6:$A$1806,Data!B$6:B$1806)","v":59.949001312255859},{"$f":"LOOKUP(B164,Data!$A$6:$A$1806,Data!C$6:C$1806)","v":3753.92236328125},null,null,null,40.7989501953125,48.304576753274787,null,null,0.62417039744535951,3775.6981156731213,{"$f":"AVERAGE(D$79:D164)","v":3787.1473984829213},{"$f":"AVERAGE(M$79:M164)","v":3779.9910037713753},3726.5466367026625,{"$f":"AVERAGE(P$79:P164)","v":3700.331480009967},null,null,null,null,40098.104328703543,{"$f":"LOOKUP($V164,Data!$A$6:$A$1806,Data!$B$6:$B$1806)","v":59.949001312255859},{"$f":"LOOKUP($V164,Data!$A$6:$A$1806,Data!$C$6:$C$1806)","v":3753.92236328125},{"$f":"LOOKUP($V164,Data!$A$6:$A$1806,Data!$D$6:$D$1806)","v":335},{"$f":"IF($Z$1=\"+\",LOOKUP($V164,Data!$A$6:$A$1806,Data!$E$6:$E$1806)*-1,LOOKUP($V164,Data!$A$6:$A$1806,Data!$E$6:$E$1806))","v":-227.65591430664062},{"$f":"LOOKUP($V164,Data!$A$6:$A$1806,Data!$F$6:$F$1806)","v":0},{"$f":"LOOKUP($V164,Data!$A$6:$A$1806,Data!$G$6:$G$1806)","v":136.5},{"$f":"LOOKUP($V164,Data!$A$6:$A$1806,Data!$H$6:$H$1806)","v":10},{"$f":"LOOKUP($V164,Data!$A$6:$A$1806,Data!$I$6:$I$1806)","v":0},{"$f":"LOOKUP($V164,Data!$A$6:$A$1806,Data!$J$6:$J$1806)","v":-103},{"$f":"LOOKUP($V164,Data!$A$6:$A$1806,Data!$K$6:$K$1806)","v":7590.09},40.7989501953125]
[null,40098.104351851689,{"$f":"LOOKUP(B165,Data!$A$6:$A$1806,Data!B$6:B$1806)","v":59.949001312255859},{"$f":"LOOKUP(B165,Data!$A$6:$A$1806,Data!C$6:C$1806)","v":3753.92236328125},null,null,null,40.7989501953125,45.677607457987989,null,null,0.62417039744535951,3773.6953167752795,{"$f":"AVERAGE(D$79:D165)","v":3786.7655015265805},{"$f":"AVERAGE(M$79:M165)","v":3779.9186395530296},3727.1708071001076,{"$f":"AVERAGE(P$79:P165)","v":3700.6435652086898},null,null,null,null,40098.104351851689,{"$f":"LOOKUP($V165,Data!$A$6:$A$1806,Data!$B$6:$B$1806)","v":59.949001312255859},{"$f":"LOOKUP($V165,Data!$A$6:$A$1806,Data!$C$6:$C$1806)","v":3753.92236328125},{"$f":"LOOKUP($V165,Data!$A$6:$A$1806,Data!$D$6:$D$1806)","v":335},{"$f":"IF($Z$1=\"+\",LOOKUP($V165,Data!$A$6:$A$1806,Data!$E$6:$E$1806)*-1,LOOKUP($V165,Data!$A$6:$A$1806,Data!$E$6:$E$1806))","v":-227.65591430664062},{"$f":"LOOKUP($V165,Data!$A$6:$A$1806,Data!$F$6:$F$1806)","v":0},{"$f":"LOOKUP($V165,Data!$A$6:$A$1806,Data!$G$6:$G$1806)","v":136.5},{"$f":"LOOKUP($V165,Data!$A$6:$A$1806,Data!$H$6:$H$1806)","v":10},{"$f":"LOOKUP($V165,Data!$A$6:$A$1806,Data!$I$6:$I$1806)","v":0},{"$f":"LOOKUP($V165,Data!$A$6:$A$1806,Data!$J$6:$J$1806)","v":-103},{"$f":"LOOKUP($V165,Data!$A$6:$A$1806,Data!$K$6:$K$1806)","v":7590.09},40.7989501953125]
[null,40098.104374999835,{"$f":"LOOKUP(B166,Data!$A$6:$A$1806,Data!B$6:B$1806)","v":59.942001342773438},{"$f":"LOOKUP(B166,Data!$A$6:$A$1806,Data!C$6:C$1806)","v":3746.888671875},null,null,null,46.39892578125,45.930068871129691,null,null,0.62417039744535951,3774.5719485858663,{"$f":"AVERAGE(D$79:D166)","v":3786.312355735085},{"$f":"AVERAGE(M$79:M166)","v":3779.8578817011298},3727.7949774975527,{"$f":"AVERAGE(P$79:P166)","v":3700.9556504074121},null,null,null,null,40098.104374999835,{"$f":"LOOKUP($V166,Data!$A$6:$A$1806,Data!$B$6:$B$1806)","v":59.942001342773438},{"$f":"LOOKUP($V166,Data!$A$6:$A$1806,Data!$C$6:$C$1806)","v":3746.888671875},{"$f":"LOOKUP($V166,Data!$A$6:$A$1806,Data!$D$6:$D$1806)","v":335},{"$f":"IF($Z$1=\"+\",LOOKUP($V166,Data!$A$6:$A$1806,Data!$E$6:$E$1806)*-1,LOOKUP($V166,Data!$A$6:$A$1806,Data!$E$6:$E$1806))","v":-227.65591430664062},{"$f":"LOOKUP($V166,Data!$A$6:$A$1806,Data!$F$6:$F$1806)","v":0},{"$f":"LOOKUP($V166,Data!$A$6:$A$1806,Data!$G$6:$G$1806)","v":137},{"$f":"LOOKUP($V166,Data!$A$6:$A$1806,Data!$H$6:$H$1806)","v":10},{"$f":"LOOKUP($V166,Data!$A$6:$A$1806,Data!$I$6:$I$1806)","v":0},{"$f":"LOOKUP($V166,Data!$A$6:$A$1806,Data!$J$6:$J$1806)","v":-103},{"$f":"LOOKUP($V166,Data!$A$6:$A$1806,Data!$K$6:$K$1806)","v":7590.42},46.39892578125]
[null,40098.104398147982,{"$f":"LOOKUP(B167,Data!$A$6:$A$1806,Data!B$6:B$1806)","v":59.942001342773438},{"$f":"LOOKUP(B167,Data!$A$6:$A$1806,Data!C$6:C$1806)","v":3746.888671875},null,null,null,46.39892578125,46.094168789671798,null,null,0.62417039744535951,3775.3602189018534,{"$f":"AVERAGE(D$79:D167)","v":3785.8693929950841},{"$f":"AVERAGE(M$79:M167)","v":3779.8073461640593},3728.4191478949979,{"$f":"AVERAGE(P$79:P167)","v":3701.2677356061349},null,null,null,null,40098.104398147982,{"$f":"LOOKUP($V167,Data!$A$6:$A$1806,Data!$B$6:$B$1806)","v":59.942001342773438},{"$f":"LOOKUP($V167,Data!$A$6:$A$1806,Data!$C$6:$C$1806)","v":3746.888671875},{"$f":"LOOKUP($V167,Data!$A$6:$A$1806,Data!$D$6:$D$1806)","v":335},{"$f":"IF($Z$1=\"+\",LOOKUP($V167,Data!$A$6:$A$1806,Data!$E$6:$E$1806)*-1,LOOKUP($V167,Data!$A$6:$A$1806,Data!$E$6:$E$1806))","v":-227.65591430664062},{"$f":"LOOKUP($V167,Data!$A$6:$A$1806,Data!$F$6:$F$1806)","v":0},{"$f":"LOOKUP($V167,Data!$A$6:$A$1806,Data!$G$6:$G$1806)","v":137},{"$f":"LOOKUP($V167,Data!$A$6:$A$1806,Data!$H$6:$H$1806)","v":10},{"$f":"LOOKUP($V167,Data!$A$6:$A$1806,Data!$I$6:$I$1806)","v":0},{"$f":"LOOKUP($V167,Data!$A$6:$A$1806,Data!$J$6:$J$1806)","v":-103},{"$f":"LOOKUP($V167,Data!$A$6:$A$1806,Data!$K$6:$K$1806)","v":7590.42},46.39892578125]
[null,40098.104421296128,{"$f":"LOOKUP(B168,Data!$A$6:$A$1806,Data!B$6:B$1806)","v":59.942001342773438},{"$f":"LOOKUP(B168,Data!$A$6:$A$1806,Data!C$6:C$1806)","v":3749.59326171875},null,null,null,46.39892578125,46.200833736724171,null,null,0.62417039744535951,3776.0910542463507,{"$f":"AVERAGE(D$79:D168)","v":3785.4663248697916},{"$f":"AVERAGE(M$79:M168)","v":3779.7660540316401},3729.043318292443,{"$f":"AVERAGE(P$79:P168)","v":3701.5798208048573},null,null,null,null,40098.104421296128,{"$f":"LOOKUP($V168,Data!$A$6:$A$1806,Data!$B$6:$B$1806)","v":59.942001342773438},{"$f":"LOOKUP($V168,Data!$A$6:$A$1806,Data!$C$6:$C$1806)","v":3749.59326171875},{"$f":"LOOKUP($V168,Data!$A$6:$A$1806,Data!$D$6:$D$1806)","v":335},{"$f":"IF($Z$1=\"+\",LOOKUP($V168,Data!$A$6:$A$1806,Data!$E$6:$E$1806)*-1,LOOKUP($V168,Data!$A$6:$A$1806,Data!$E$6:$E$1806))","v":-227.65591430664062},{"$f":"LOOKUP($V168,Data!$A$6:$A$1806,Data!$F$6:$F$1806)","v":0},{"$f":"LOOKUP($V168,Data!$A$6:$A$1806,Data!$G$6:$G$1806)","v":137.5},{"$f":"LOOKUP($V168,Data!$A$6:$A$1806,Data!$H$6:$H$1806)","v":10},{"$f":"LOOKUP($V168,Data!$A$6:$A$1806,Data!$I$6:$I$1806)","v":0},{"$f":"LOOKUP($V168,Data!$A$6:$A$1806,Data!$J$6:$J$1806)","v":-103},{"$f":"LOOKUP($V168,Data!$A$6:$A$1806,Data!$K$6:$K$1806)","v":7590.75},46.39892578125]
[null,40098.104444444274,{"$f":"LOOKUP(B169,Data!$A$6:$A$1806,Data!B$6:B$1806)","v":59.942001342773438},{"$f":"LOOKUP(B169,Data!$A$6:$A$1806,Data!C$6:C$1806)","v":3749.59326171875},null,null,null,46.39892578125,46.270165952308211,null,null,0.62417039744535951,3776.7845568593798,{"$f":"AVERAGE(D$79:D169)","v":3785.0721153846152},{"$f":"AVERAGE(M$79:M169)","v":3779.733290326451},3729.6674886898882,{"$f":"AVERAGE(P$79:P169)","v":3701.8919060035796},null,null,null,null,40098.104444444274,{"$f":"LOOKUP($V169,Data!$A$6:$A$1806,Data!$B$6:$B$1806)","v":59.942001342773438},{"$f":"LOOKUP($V169,Data!$A$6:$A$1806,Data!$C$6:$C$1806)","v":3749.59326171875},{"$f":"LOOKUP($V169,Data!$A$6:$A$1806,Data!$D$6:$D$1806)","v":335},{"$f":"IF($Z$1=\"+\",LOOKUP($V169,Data!$A$6:$A$1806,Data!$E$6:$E$1806)*-1,LOOKUP($V169,Data!$A$6:$A$1806,Data!$E$6:$E$1806))","v":-227.65591430664062},{"$f":"LOOKUP($V169,Data!$A$6:$A$1806,Data!$F$6:$F$1806)","v":0},{"$f":"LOOKUP($V169,Data!$A$6:$A$1806,Data!$G$6:$G$1806)","v":137.5},{"$f":"LOOKUP($V169,Data!$A$6:$A$1806,Data!$H$6:$H$1806)","v":10},{"$f":"LOOKUP($V169,Data!$A$6:$A$1806,Data!$I$6:$I$1806)","v":0},{"$f":"LOOKUP($V169,Data!$A$6:$A$1806,Data!$J$6:$J$1806)","v":-103},{"$f":"LOOKUP($V169,Data!$A$6:$A$1806,Data!$K$6:$K$1806)","v":7590.75},46.39892578125]
[null,40098.10446759242,{"$f":"LOOKUP(B170,Data!$A$6:$A$1806,Data!B$6:B$1806)","v":59.948001861572266},{"$f":"LOOKUP(B170,Data!$A$6:$A$1806,Data!C$6:C$1806)","v":3746.7060546875},null,null,null,41.5985107421875,44.635086628765961,null,null,0.62417039744535951,3775.7736479332825,{"$f":"AVERAGE(D$79:D170)","v":3784.6550929857335},{"$f":"AVERAGE(M$79:M170)","v":3779.6902507352206},3730.2916590873333,{"$f":"AVERAGE(P$79:P170)","v":3702.2039912023024},null,null,null,null,40098.10446759242,{"$f":"LOOKUP($V170,Data!$A$6:$A$1806,Data!$B$6:$B$1806)","v":59.948001861572266},{"$f":"LOOKUP($V170,Data!$A$6:$A$1806,Data!$C$6:$C$1806)","v":3746.7060546875},{"$f":"LOOKUP($V170,Data!$A$6:$A$1806,Data!$D$6:$D$1806)","v":335},{"$f":"IF($Z$1=\"+\",LOOKUP($V170,Data!$A$6:$A$1806,Data!$E$6:$E$1806)*-1,LOOKUP($V170,Data!$A$6:$A$1806,Data!$E$6:$E$1806))","v":-225.01808166503906},{"$f":"LOOKUP($V170,Data!$A$6:$A$1806,Data!$F$6:$F$1806)","v":0},{"$f":"LOOKUP($V170,Data!$A$6:$A$1806,Data!$G$6:$G$1806)","v":138},{"$f":"LOOKUP($V170,Data!$A$6:$A$1806,Data!$H$6:$H$1806)","v":10},{"$f":"LOOKUP($V170,Data!$A$6:$A$1806,Data!$I$6:$I$1806)","v":0},{"$f":"LOOKUP($V170,Data!$A$6:$A$1806,Data!$J$6:$J$1806)","v":-103},{"$f":"LOOKUP($V170,Data!$A$6:$A$1806,Data!$K$6:$K$1806)","v":7591.08},41.5985107421875]
[null,40098.104490740567,{"$f":"LOOKUP(B171,Data!$A$6:$A$1806,Data!B$6:B$1806)","v":59.948001861572266},{"$f":"LOOKUP(B171,Data!$A$6:$A$1806,Data!C$6:C$1806)","v":3746.7060546875},null,null,null,41.5985107421875,{"$f":"L$13*H171+(1-L$13)*I170","v":43.572285068463501},null,null,0.62417039744535951,3775.3350167704252,{"$f":"AVERAGE(D$79:D171)","v":3784.2470388104839},{"$f":"AVERAGE(M$79:M171)","v":3779.6434202624805},3730.9158294847784,{"$f":"AVERAGE(P$79:P171)","v":3702.5160764010247},null,null,null,null,40098.104490740567,{"$f":"LOOKUP($V171,Data!$A$6:$A$1806,Data!$B$6:$B$1806)","v":59.948001861572266},{"$f":"LOOKUP($V171,Data!$A$6:$A$1806,Data!$C$6:$C$1806)","v":3746.7060546875},{"$f":"LOOKUP($V171,Data!$A$6:$A$1806,Data!$D$6:$D$1806)","v":335},{"$f":"IF($Z$1=\"+\",LOOKUP($V171,Data!$A$6:$A$1806,Data!$E$6:$E$1806)*-1,LOOKUP($V171,Data!$A$6:$A$1806,Data!$E$6:$E$1806))","v":-225.01808166503906},{"$f":"LOOKUP($V171,Data!$A$6:$A$1806,Data!$F$6:$F$1806)","v":0},{"$f":"LOOKUP($V171,Data!$A$6:$A$1806,Data!$G$6:$G$1806)","v":138},{"$f":"LOOKUP($V171,Data!$A$6:$A$1806,Data!$H$6:$H$1806)","v":10},{"$f":"LOOKUP($V171,Data!$A$6:$A$1806,Data!$I$6:$I$1806)","v":0},{"$f":"LOOKUP($V171,Data!$A$6:$A$1806,Data!$J$6:$J$1806)","v":-103},{"$f":"LOOKUP($V171,Data!$A$6:$A$1806,Data!$K$6:$K$1806)","v":7591.08},41.5985107421875]
[null,40098.104513888713,{"$f":"LOOKUP(B172,Data!$A$6:$A$1806,Data!B$6:B$1806)","v":59.949001312255859},{"$f":"LOOKUP(B172,Data!$A$6:$A$1806,Data!C$6:C$1806)","v":3742.741455078125},null,null,null,{"$f":"(IF((C172-L$2)>0,((C172-L$2-L$5)/((L$4*L$2)-L$5)*L$3*-1),((C172-L$2+L$5)/((L$4*L$2)-L$5)*L$3*-1)))","v":40.7989501953125},42.60161786286065,null,null,0.62417039744535951,3774.9885199622677,{"$f":"AVERAGE(D$79:D172)","v":3783.8054900473735},{"$f":"AVERAGE(M$79:M172)","v":3779.5939000465214},3731.5399998822236,{"$f":"AVERAGE(P$79:P172)","v":3702.8281615997471},null,null,null,null,40098.104513888713,{"$f":"LOOKUP($V172,Data!$A$6:$A$1806,Data!$B$6:$B$1806)","v":59.949001312255859},{"$f":"LOOKUP($V172,Data!$A$6:$A$1806,Data!$C$6:$C$1806)","v":3742.741455078125},{"$f":"LOOKUP($V172,Data!$A$6:$A$1806,Data!$D$6:$D$1806)","v":335},{"$f":"IF($Z$1=\"+\",LOOKUP($V172,Data!$A$6:$A$1806,Data!$E$6:$E$1806)*-1,LOOKUP($V172,Data!$A$6:$A$1806,Data!$E$6:$E$1806))","v":-225.01808166503906},{"$f":"LOOKUP($V172,Data!$A$6:$A$1806,Data!$F$6:$F$1806)","v":0},{"$f":"LOOKUP($V172,Data!$A$6:$A$1806,Data!$G$6:$G$1806)","v":138.5},{"$f":"LOOKUP($V172,Data!$A$6:$A$1806,Data!$H$6:$H$1806)","v":10},{"$f":"LOOKUP($V172,Data!$A$6:$A$1806,Data!$I$6:$I$1806)","v":0},{"$f":"LOOKUP($V172,Data!$A$6:$A$1806,Data!$J$6:$J$1806)","v":-103},{"$f":"LOOKUP($V172,Data!$A$6:$A$1806,Data!$K$6:$K$1806)","v":7591.41},{"$f":"(IF((W172-$L$2)>0,((W172-$L$2-$L$5)/(($L$4*$L$2)-$L$5)*$L$3*-1),((W172-$L$2+$L$5)/(($L$4*$L$2)-$L$5)*$L$3*-1)))","v":40.7989501953125}]
[null,40098.104537036859,{"$f":"LOOKUP(B173,Data!$A$6:$A$1806,Data!B$6:B$1806)","v":59.949001312255859},{"$f":"LOOKUP(B173,Data!$A$6:$A$1806,Data!C$6:C$1806)","v":3742.741455078125},null,null,null,40.7989501953125,41.970684179218793,null,null,0.62417039744535951,3774.9817566760707,{"$f":"AVERAGE(D$79:D173)","v":3783.3732370476973},{"$f":"AVERAGE(M$79:M173)","v":3779.5453511689375},3732.1641702796687,{"$f":"AVERAGE(P$79:P173)","v":3703.1402467984703},null,null,null,null,40098.104537036859,{"$f":"LOOKUP($V173,Data!$A$6:$A$1806,Data!$B$6:$B$1806)","v":59.949001312255859},{"$f":"LOOKUP($V173,Data!$A$6:$A$1806,Data!$C$6:$C$1806)","v":3742.741455078125},{"$f":"LOOKUP($V173,Data!$A$6:$A$1806,Data!$D$6:$D$1806)","v":335},{"$f":"IF($Z$1=\"+\",LOOKUP($V173,Data!$A$6:$A$1806,Data!$E$6:$E$1806)*-1,LOOKUP($V173,Data!$A$6:$A$1806,Data!$E$6:$E$1806))","v":-225.01808166503906},{"$f":"LOOKUP($V173,Data!$A$6:$A$1806,Data!$F$6:$F$1806)","v":0},{"$f":"LOOKUP($V173,Data!$A$6:$A$1806,Data!$G$6:$G$1806)","v":138.5},{"$f":"LOOKUP($V173,Data!$A$6:$A$1806,Data!$H$6:$H$1806)","v":10},{"$f":"LOOKUP($V173,Data!$A$6:$A$1806,Data!$I$6:$I$1806)","v":0},{"$f":"LOOKUP($V173,Data!$A$6:$A$1806,Data!$J$6:$J$1806)","v":-103},{"$f":"LOOKUP($V173,Data!$A$6:$A$1806,Data!$K$6:$K$1806)","v":7591.41},40.7989501953125]
[null,{"$f":"B173+TIME(0,0,$B$1)","v":40098.104560185006},{"$f":"LOOKUP(B174,Data!$A$6:$A$1806,Data!B$6:B$1806)","v":59.951999664306641},{"$f":"LOOKUP(B174,Data!$A$6:$A$1806,Data!C$6:C$1806)","v":3736.13916015625},null,null,null,38.4002685546875,40.72103871063284,null,null,0.62417039744535951,3774.3562816049298,{"$f":"AVERAGE(D$79:D174)","v":3782.8812154134116},{"$f":"AVERAGE(M$79:M174)","v":3779.4912983609788},3732.7883406771139,{"$f":"AVERAGE(P$79:P174)","v":3703.4523319971927},null,null,null,null,40098.104560185006,{"$f":"LOOKUP($V174,Data!$A$6:$A$1806,Data!$B$6:$B$1806)","v":59.951999664306641},{"$f":"LOOKUP($V174,Data!$A$6:$A$1806,Data!$C$6:$C$1806)","v":3736.13916015625},{"$f":"LOOKUP($V174,Data!$A$6:$A$1806,Data!$D$6:$D$1806)","v":335},{"$f":"IF($Z$1=\"+\",LOOKUP($V174,Data!$A$6:$A$1806,Data!$E$6:$E$1806)*-1,LOOKUP($V174,Data!$A$6:$A$1806,Data!$E$6:$E$1806))","v":-225.01808166503906},{"$f":"LOOKUP($V174,Data!$A$6:$A$1806,Data!$F$6:$F$1806)","v":0},{"$f":"LOOKUP($V174,Data!$A$6:$A$1806,Data!$G$6:$G$1806)","v":139},{"$f":"LOOKUP($V174,Data!$A$6:$A$1806,Data!$H$6:$H$1806)","v":10},{"$f":"LOOKUP($V174,Data!$A$6:$A$1806,Data!$I$6:$I$1806)","v":0},{"$f":"LOOKUP($V174,Data!$A$6:$A$1806,Data!$J$6:$J$1806)","v":-103},{"$f":"LOOKUP($V174,Data!$A$6:$A$1806,Data!$K$6:$K$1806)","v":7591.74},38.4002685546875]
[null,40098.104583333152,{"$f":"LOOKUP(B175,Data!$A$6:$A$1806,Data!B$6:B$1806)","v":59.951999664306641},{"$f":"LOOKUP(B175,Data!$A$6:$A$1806,Data!C$6:C$1806)","v":3736.13916015625},null,null,null,38.4002685546875,39.908769156051974,null,null,0.62417039744535951,3774.1681824477942,{"$f":"AVERAGE(D$79:D175)","v":3782.3993385550903},{"$f":"AVERAGE(M$79:M175)","v":3779.4364208773377},3733.412511074559,{"$f":"AVERAGE(P$79:P175)","v":3703.764417195915},null,null,null,null,40098.104583333152,{"$f":"LOOKUP($V175,Data!$A$6:$A$1806,Data!$B$6:$B$1806)","v":59.951999664306641},{"$f":"LOOKUP($V175,Data!$A$6:$A$1806,Data!$C$6:$C$1806)","v":3736.13916015625},{"$f":"LOOKUP($V175,Data!$A$6:$A$1806,Data!$D$6:$D$1806)","v":335},{"$f":"IF($Z$1=\"+\",LOOKUP($V175,Data!$A$6:$A$1806,Data!$E$6:$E$1806)*-1,LOOKUP($V175,Data!$A$6:$A$1806,Data!$E$6:$E$1806))","v":-225.01808166503906},{"$f":"LOOKUP($V175,Data!$A$6:$A$1806,Data!$F$6:$F$1806)","v":0},{"$f":"LOOKUP($V175,Data!$A$6:$A$1806,Data!$G$6:$G$1806)","v":139},{"$f":"LOOKUP($V175,Data!$A$6:$A$1806,Data!$H$6:$H$1806)","v":10},{"$f":"LOOKUP($V175,Data!$A$6:$A$1806,Data!$I$6:$I$1806)","v":0},{"$f":"LOOKUP($V175,Data!$A$6:$A$1806,Data!$J$6:$J$1806)","v":-103},{"$f":"LOOKUP($V175,Data!$A$6:$A$1806,Data!$K$6:$K$1806)","v":7591.74},38.4002685546875]
[null,40098.104606481298,{"$f":"LOOKUP(B176,Data!$A$6:$A$1806,Data!B$6:B$1806)","v":59.951000213623047},{"$f":"LOOKUP(B176,Data!$A$6:$A$1806,Data!C$6:C$1806)","v":3727.83837890625},null,null,null,39.1998291015625,39.66064013698066,null,null,0.62417039744535951,3774.544223826168,{"$f":"AVERAGE(D$79:D176)","v":3781.8425940688776},{"$f":"AVERAGE(M$79:M176)","v":3779.386500499264},3734.0366814720041,{"$f":"AVERAGE(P$79:P176)","v":3704.0765023946378},null,null,null,null,40098.104606481298,{"$f":"LOOKUP($V176,Data!$A$6:$A$1806,Data!$B$6:$B$1806)","v":59.951000213623047},{"$f":"LOOKUP($V176,Data!$A$6:$A$1806,Data!$C$6:$C$1806)","v":3727.83837890625},{"$f":"LOOKUP($V176,Data!$A$6:$A$1806,Data!$D$6:$D$1806)","v":335},{"$f":"IF($Z$1=\"+\",LOOKUP($V176,Data!$A$6:$A$1806,Data!$E$6:$E$1806)*-1,LOOKUP($V176,Data!$A$6:$A$1806,Data!$E$6:$E$1806))","v":-225.01808166503906},{"$f":"LOOKUP($V176,Data!$A$6:$A$1806,Data!$F$6:$F$1806)","v":0},{"$f":"LOOKUP($V176,Data!$A$6:$A$1806,Data!$G$6:$G$1806)","v":139.5},{"$f":"LOOKUP($V176,Data!$A$6:$A$1806,Data!$H$6:$H$1806)","v":10},{"$f":"LOOKUP($V176,Data!$A$6:$A$1806,Data!$I$6:$I$1806)","v":0},{"$f":"LOOKUP($V176,Data!$A$6:$A$1806,Data!$J$6:$J$1806)","v":-103},{"$f":"LOOKUP($V176,Data!$A$6:$A$1806,Data!$K$6:$K$1806)","v":7592.07},39.1998291015625]
[null,40098.104629629444,{"$f":"LOOKUP(B177,Data!$A$6:$A$1806,Data!B$6:B$1806)","v":59.951000213623047},{"$f":"LOOKUP(B177,Data!$A$6:$A$1806,Data!C$6:C$1806)","v":3727.83837890625},null,null,null,39.1998291015625,39.499356274584301,null,null,0.62417039744535951,3775.0071103612167,{"$f":"AVERAGE(D$79:D177)","v":3781.2970969460225},{"$f":"AVERAGE(M$79:M177)","v":3779.3422642352439},3734.6608518694493,{"$f":"AVERAGE(P$79:P177)","v":3704.3885875933606},null,null,null,null,40098.104629629444,{"$f":"LOOKUP($V177,Data!$A$6:$A$1806,Data!$B$6:$B$1806)","v":59.951000213623047},{"$f":"LOOKUP($V177,Data!$A$6:$A$1806,Data!$C$6:$C$1806)","v":3727.83837890625},{"$f":"LOOKUP($V177,Data!$A$6:$A$1806,Data!$D$6:$D$1806)","v":335},{"$f":"IF($Z$1=\"+\",LOOKUP($V177,Data!$A$6:$A$1806,Data!$E$6:$E$1806)*-1,LOOKUP($V177,Data!$A$6:$A$1806,Data!$E$6:$E$1806))","v":-225.01808166503906},{"$f":"LOOKUP($V177,Data!$A$6:$A$1806,Data!$F$6:$F$1806)","v":0},{"$f":"LOOKUP($V177,Data!$A$6:$A$1806,Data!$G$6:$G$1806)","v":139.5},{"$f":"LOOKUP($V177,Data!$A$6:$A$1806,Data!$H$6:$H$1806)","v":10},{"$f":"LOOKUP($V177,Data!$A$6:$A$1806,Data!$I$6:$I$1806)","v":0},{"$f":"LOOKUP($V177,Data!$A$6:$A$1806,Data!$J$6:$J$1806)","v":-103},{"$f":"LOOKUP($V177,Data!$A$6:$A$1806,Data!$K$6:$K$1806)","v":7592.07},39.1998291015625]
[null,40098.104652777591,{"$f":"LOOKUP(B178,Data!$A$6:$A$1806,Data!B$6:B$1806)","v":59.951999664306641},{"$f":"LOOKUP(B178,Data!$A$6:$A$1806,Data!C$6:C$1806)","v":3722.64892578125},null,null,null,38.4002685546875,39.11467557262042,null,null,0.62417039744535951,3775.2466000566978,{"$f":"AVERAGE(D$79:D178)","v":3780.7106152343749},{"$f":"AVERAGE(M$79:M178)","v":3779.3013075934582},3735.2850222668944,{"$f":"AVERAGE(P$79:P178)","v":3704.7006727920834},null,null,null,null,40098.104652777591,{"$f":"LOOKUP($V178,Data!$A$6:$A$1806,Data!$B$6:$B$1806)","v":59.951999664306641},{"$f":"LOOKUP($V178,Data!$A$6:$A$1806,Data!$C$6:$C$1806)","v":3722.64892578125},{"$f":"LOOKUP($V178,Data!$A$6:$A$1806,Data!$D$6:$D$1806)","v":335},{"$f":"IF($Z$1=\"+\",LOOKUP($V178,Data!$A$6:$A$1806,Data!$E$6:$E$1806)*-1,LOOKUP($V178,Data!$A$6:$A$1806,Data!$E$6:$E$1806))","v":-225.01808166503906},{"$f":"LOOKUP($V178,Data!$A$6:$A$1806,Data!$F$6:$F$1806)","v":0},{"$f":"LOOKUP($V178,Data!$A$6:$A$1806,Data!$G$6:$G$1806)","v":140},{"$f":"LOOKUP($V178,Data!$A$6:$A$1806,Data!$H$6:$H$1806)","v":10},{"$f":"LOOKUP($V178,Data!$A$6:$A$1806,Data!$I$6:$I$1806)","v":0},{"$f":"LOOKUP($V178,Data!$A$6:$A$1806,Data!$J$6:$J$1806)","v":-103},{"$f":"LOOKUP($V178,Data!$A$6:$A$1806,Data!$K$6:$K$1806)","v":7592.4},38.4002685546875]
[null,40098.104675925737,{"$f":"LOOKUP(B179,Data!$A$6:$A$1806,Data!B$6:B$1806)","v":59.951999664306641},{"$f":"LOOKUP(B179,Data!$A$6:$A$1806,Data!C$6:C$1806)","v":3722.64892578125},null,null,null,38.4002685546875,38.864633116343896,null,null,0.62417039744535951,3775.6207279978667,{"$f":"AVERAGE(D$79:D179)","v":3780.1357470219677},{"$f":"AVERAGE(M$79:M179)","v":3779.2648662113238},3735.9091926643396,{"$f":"AVERAGE(P$79:P179)","v":3705.0127579908058},null,null,null,null,40098.104675925737,{"$f":"LOOKUP($V179,Data!$A$6:$A$1806,Data!$B$6:$B$1806)","v":59.951999664306641},{"$f":"LOOKUP($V179,Data!$A$6:$A$1806,Data!$C$6:$C$1806)","v":3722.64892578125},{"$f":"LOOKUP($V179,Data!$A$6:$A$1806,Data!$D$6:$D$1806)","v":335},{"$f":"IF($Z$1=\"+\",LOOKUP($V179,Data!$A$6:$A$1806,Data!$E$6:$E$1806)*-1,LOOKUP($V179,Data!$A$6:$A$1806,Data!$E$6:$E$1806))","v":-225.01808166503906},{"$f":"LOOKUP($V179,Data!$A$6:$A$1806,Data!$F$6:$F$1806)","v":0},{"$f":"LOOKUP($V179,Data!$A$6:$A$1806,Data!$G$6:$G$1806)","v":140},{"$f":"LOOKUP($V179,Data!$A$6:$A$1806,Data!$H$6:$H$1806)","v":10},{"$f":"LOOKUP($V179,Data!$A$6:$A$1806,Data!$I$6:$I$1806)","v":0},{"$f":"LOOKUP($V179,Data!$A$6:$A$1806,Data!$J$6:$J$1806)","v":-103},{"$f":"LOOKUP($V179,Data!$A$6:$A$1806,Data!$K$6:$K$1806)","v":7592.4},38.4002685546875]
[null,40098.104699073883,{"$f":"LOOKUP(B180,Data!$A$6:$A$1806,Data!B$6:B$1806)","v":59.955001831054688},{"$f":"LOOKUP(B180,Data!$A$6:$A$1806,Data!C$6:C$1806)","v":3717.99609375},null,null,null,35.99853515625,37.861498830311035,null,null,0.62417039744535951,3775.2417641092788,{"$f":"AVERAGE(D$79:D180)","v":3779.5265347349878},{"$f":"AVERAGE(M$79:M180)","v":3779.225424033853},3736.5333630617847,{"$f":"AVERAGE(P$79:P180)","v":3705.3248431895281},null,null,null,null,40098.104699073883,{"$f":"LOOKUP($V180,Data!$A$6:$A$1806,Data!$B$6:$B$1806)","v":59.955001831054688},{"$f":"LOOKUP($V180,Data!$A$6:$A$1806,Data!$C$6:$C$1806)","v":3717.99609375},{"$f":"LOOKUP($V180,Data!$A$6:$A$1806,Data!$D$6:$D$1806)","v":335},{"$f":"IF($Z$1=\"+\",LOOKUP($V180,Data!$A$6:$A$1806,Data!$E$6:$E$1806)*-1,LOOKUP($V180,Data!$A$6:$A$1806,Data!$E$6:$E$1806))","v":-228.36515808105469},{"$f":"LOOKUP($V180,Data!$A$6:$A$1806,Data!$F$6:$F$1806)","v":0},{"$f":"LOOKUP($V180,Data!$A$6:$A$1806,Data!$G$6:$G$1806)","v":140.5},{"$f":"LOOKUP($V180,Data!$A$6:$A$1806,Data!$H$6:$H$1806)","v":10},{"$f":"LOOKUP($V180,Data!$A$6:$A$1806,Data!$I$6:$I$1806)","v":0},{"$f":"LOOKUP($V180,Data!$A$6:$A$1806,Data!$J$6:$J$1806)","v":-103},{"$f":"LOOKUP($V180,Data!$A$6:$A$1806,Data!$K$6:$K$1806)","v":7592.73},35.99853515625]
[null,40098.10472222203,{"$f":"LOOKUP(B181,Data!$A$6:$A$1806,Data!B$6:B$1806)","v":59.955001831054688},{"$f":"LOOKUP(B181,Data!$A$6:$A$1806,Data!C$6:C$1806)","v":3717.99609375},null,null,null,35.99853515625,37.209461544389669,null,null,0.62417039744535951,3775.2138972208027,{"$f":"AVERAGE(D$79:D181)","v":3778.9291518128034},{"$f":"AVERAGE(M$79:M181)","v":3779.18647717159},3737.1575334592299,{"$f":"AVERAGE(P$79:P181)","v":3705.6369283882509},null,null,null,null,40098.10472222203,{"$f":"LOOKUP($V181,Data!$A$6:$A$1806,Data!$B$6:$B$1806)","v":59.955001831054688},{"$f":"LOOKUP($V181,Data!$A$6:$A$1806,Data!$C$6:$C$1806)","v":3717.99609375},{"$f":"LOOKUP($V181,Data!$A$6:$A$1806,Data!$D$6:$D$1806)","v":335},{"$f":"IF($Z$1=\"+\",LOOKUP($V181,Data!$A$6:$A$1806,Data!$E$6:$E$1806)*-1,LOOKUP($V181,Data!$A$6:$A$1806,Data!$E$6:$E$1806))","v":-228.36515808105469},{"$f":"LOOKUP($V181,Data!$A$6:$A$1806,Data!$F$6:$F$1806)","v":0},{"$f":"LOOKUP($V181,Data!$A$6:$A$1806,Data!$G$6:$G$1806)","v":140.5},{"$f":"LOOKUP($V181,Data!$A$6:$A$1806,Data!$H$6:$H$1806)","v":10},{"$f":"LOOKUP($V181,Data!$A$6:$A$1806,Data!$I$6:$I$1806)","v":0},{"$f":"LOOKUP($V181,Data!$A$6:$A$1806,Data!$J$6:$J$1806)","v":-103},{"$f":"LOOKUP($V181,Data!$A$6:$A$1806,Data!$K$6:$K$1806)","v":7592.73},35.99853515625]
[null,40098.104745370176,{"$f":"LOOKUP(B182,Data!$A$6:$A$1806,Data!B$6:B$1806)","v":59.953998565673828},{"$f":"LOOKUP(B182,Data!$A$6:$A$1806,Data!C$6:C$1806)","v":3715.752685546875},null,null,null,36.8011474609375,37.06655161518141,null,null,0.62417039744535951,3775.6951576890397,{"$f":"AVERAGE(D$79:D182)","v":3778.3216857910156},{"$f":"AVERAGE(M$79:M182)","v":3779.15290679195},3737.781703856675,{"$f":"AVERAGE(P$79:P182)","v":3705.9490135869733},null,null,null,null,40098.104745370176,{"$f":"LOOKUP($V182,Data!$A$6:$A$1806,Data!$B$6:$B$1806)","v":59.953998565673828},{"$f":"LOOKUP($V182,Data!$A$6:$A$1806,Data!$C$6:$C$1806)","v":3715.752685546875},{"$f":"LOOKUP($V182,Data!$A$6:$A$1806,Data!$D$6:$D$1806)","v":335},{"$f":"IF($Z$1=\"+\",LOOKUP($V182,Data!$A$6:$A$1806,Data!$E$6:$E$1806)*-1,LOOKUP($V182,Data!$A$6:$A$1806,Data!$E$6:$E$1806))","v":-228.36515808105469},{"$f":"LOOKUP($V182,Data!$A$6:$A$1806,Data!$F$6:$F$1806)","v":0},{"$f":"LOOKUP($V182,Data!$A$6:$A$1806,Data!$G$6:$G$1806)","v":141},{"$f":"LOOKUP($V182,Data!$A$6:$A$1806,Data!$H$6:$H$1806)","v":10},{"$f":"LOOKUP($V182,Data!$A$6:$A$1806,Data!$I$6:$I$1806)","v":0},{"$f":"LOOKUP($V182,Data!$A$6:$A$1806,Data!$J$6:$J$1806)","v":-103},{"$f":"LOOKUP($V182,Data!$A$6:$A$1806,Data!$K$6:$K$1806)","v":7593.06},36.8011474609375]
[null,40098.104768518322,{"$f":"LOOKUP(B183,Data!$A$6:$A$1806,Data!B$6:B$1806)","v":59.953998565673828},{"$f":"LOOKUP(B183,Data!$A$6:$A$1806,Data!C$6:C$1806)","v":3715.752685546875},null,null,null,36.8011474609375,36.973660161196044,null,null,0.62417039744535951,3776.2264366324994,{"$f":"AVERAGE(D$79:D183)","v":3777.7257905505953},{"$f":"AVERAGE(M$79:M183)","v":3779.1250356475744},3738.4058742541201,{"$f":"AVERAGE(P$79:P183)","v":3706.261098785696},null,null,null,null,40098.104768518322,{"$f":"LOOKUP($V183,Data!$A$6:$A$1806,Data!$B$6:$B$1806)","v":59.953998565673828},{"$f":"LOOKUP($V183,Data!$A$6:$A$1806,Data!$C$6:$C$1806)","v":3715.752685546875},{"$f":"LOOKUP($V183,Data!$A$6:$A$1806,Data!$D$6:$D$1806)","v":335},{"$f":"IF($Z$1=\"+\",LOOKUP($V183,Data!$A$6:$A$1806,Data!$E$6:$E$1806)*-1,LOOKUP($V183,Data!$A$6:$A$1806,Data!$E$6:$E$1806))","v":-228.36515808105469},{"$f":"LOOKUP($V183,Data!$A$6:$A$1806,Data!$F$6:$F$1806)","v":0},{"$f":"LOOKUP($V183,Data!$A$6:$A$1806,Data!$G$6:$G$1806)","v":141},{"$f":"LOOKUP($V183,Data!$A$6:$A$1806,Data!$H$6:$H$1806)","v":10},{"$f":"LOOKUP($V183,Data!$A$6:$A$1806,Data!$I$6:$I$1806)","v":0},{"$f":"LOOKUP($V183,Data!$A$6:$A$1806,Data!$J$6:$J$1806)","v":-103},{"$f":"LOOKUP($V183,Data!$A$6:$A$1806,Data!$K$6:$K$1806)","v":7593.06},36.8011474609375]
[null,40098.104791666468,{"$f":"LOOKUP(B184,Data!$A$6:$A$1806,Data!B$6:B$1806)","v":59.952999114990234},{"$f":"LOOKUP(B184,Data!$A$6:$A$1806,Data!C$6:C$1806)","v":3713.483642578125},null,null,null,37.6007080078125,37.193126907511804,null,null,0.62417039744535951,3777.0700737762604,{"$f":"AVERAGE(D$79:D184)","v":3777.1197325508551},{"$f":"AVERAGE(M$79:M184)","v":3779.1056492148259},3739.0300446515653,{"$f":"AVERAGE(P$79:P184)","v":3706.5731839844188},null,null,null,null,40098.104791666468,{"$f":"LOOKUP($V184,Data!$A$6:$A$1806,Data!$B$6:$B$1806)","v":59.952999114990234},{"$f":"LOOKUP($V184,Data!$A$6:$A$1806,Data!$C$6:$C$1806)","v":3713.483642578125},{"$f":"LOOKUP($V184,Data!$A$6:$A$1806,Data!$D$6:$D$1806)","v":335},{"$f":"IF($Z$1=\"+\",LOOKUP($V184,Data!$A$6:$A$1806,Data!$E$6:$E$1806)*-1,LOOKUP($V184,Data!$A$6:$A$1806,Data!$E$6:$E$1806))","v":-228.36515808105469},{"$f":"LOOKUP($V184,Data!$A$6:$A$1806,Data!$F$6:$F$1806)","v":0},{"$f":"LOOKUP($V184,Data!$A$6:$A$1806,Data!$G$6:$G$1806)","v":141.5},{"$f":"LOOKUP($V184,Data!$A$6:$A$1806,Data!$H$6:$H$1806)","v":10},{"$f":"LOOKUP($V184,Data!$A$6:$A$1806,Data!$I$6:$I$1806)","v":0},{"$f":"LOOKUP($V184,Data!$A$6:$A$1806,Data!$J$6:$J$1806)","v":-103},{"$f":"LOOKUP($V184,Data!$A$6:$A$1806,Data!$K$6:$K$1806)","v":7593.39},37.6007080078125]
[null,40098.104814814615,{"$f":"LOOKUP(B185,Data!$A$6:$A$1806,Data!B$6:B$1806)","v":59.952999114990234},{"$f":"LOOKUP(B185,Data!$A$6:$A$1806,Data!C$6:C$1806)","v":3713.483642578125},null,null,null,37.6007080078125,37.335780292617045,null,null,0.62417039744535951,3777.836897558811,{"$f":"AVERAGE(D$79:D185)","v":3776.5250027380257},{"$f":"AVERAGE(M$79:M185)","v":3779.0937917227138},3739.6542150490104,{"$f":"AVERAGE(P$79:P185)","v":3706.8852691831412},null,null,null,null,40098.104814814615,{"$f":"LOOKUP($V185,Data!$A$6:$A$1806,Data!$B$6:$B$1806)","v":59.952999114990234},{"$f":"LOOKUP($V185,Data!$A$6:$A$1806,Data!$C$6:$C$1806)","v":3713.483642578125},{"$f":"LOOKUP($V185,Data!$A$6:$A$1806,Data!$D$6:$D$1806)","v":335},{"$f":"IF($Z$1=\"+\",LOOKUP($V185,Data!$A$6:$A$1806,Data!$E$6:$E$1806)*-1,LOOKUP($V185,Data!$A$6:$A$1806,Data!$E$6:$E$1806))","v":-228.36515808105469},{"$f":"LOOKUP($V185,Data!$A$6:$A$1806,Data!$F$6:$F$1806)","v":0},{"$f":"LOOKUP($V185,Data!$A$6:$A$1806,Data!$G$6:$G$1806)","v":141.5},{"$f":"LOOKUP($V185,Data!$A$6:$A$1806,Data!$H$6:$H$1806)","v":10},{"$f":"LOOKUP($V185,Data!$A$6:$A$1806,Data!$I$6:$I$1806)","v":0},{"$f":"LOOKUP($V185,Data!$A$6:$A$1806,Data!$J$6:$J$1806)","v":-103},{"$f":"LOOKUP($V185,Data!$A$6:$A$1806,Data!$K$6:$K$1806)","v":7593.39},37.6007080078125]
[null,40098.104837962761,{"$f":"LOOKUP(B186,Data!$A$6:$A$1806,Data!B$6:B$1806)","v":59.951999664306641},{"$f":"LOOKUP(B186,Data!$A$6:$A$1806,Data!C$6:C$1806)","v":3710.81005859375},null,null,null,38.4002685546875,37.708351184341709,null,null,0.62417039744535951,3778.8336388479806,{"$f":"AVERAGE(D$79:D186)","v":3775.9165310329863},{"$f":"AVERAGE(M$79:M186)","v":3779.0913828997996},3740.2783854464556,{"$f":"AVERAGE(P$79:P186)","v":3707.1973543818635},null,null,null,null,40098.104837962761,{"$f":"LOOKUP($V186,Data!$A$6:$A$1806,Data!$B$6:$B$1806)","v":59.951999664306641},{"$f":"LOOKUP($V186,Data!$A$6:$A$1806,Data!$C$6:$C$1806)","v":3710.81005859375},{"$f":"LOOKUP($V186,Data!$A$6:$A$1806,Data!$D$6:$D$1806)","v":335},{"$f":"IF($Z$1=\"+\",LOOKUP($V186,Data!$A$6:$A$1806,Data!$E$6:$E$1806)*-1,LOOKUP($V186,Data!$A$6:$A$1806,Data!$E$6:$E$1806))","v":-228.36515808105469},{"$f":"LOOKUP($V186,Data!$A$6:$A$1806,Data!$F$6:$F$1806)","v":0},{"$f":"LOOKUP($V186,Data!$A$6:$A$1806,Data!$G$6:$G$1806)","v":142},{"$f":"LOOKUP($V186,Data!$A$6:$A$1806,Data!$H$6:$H$1806)","v":10},{"$f":"LOOKUP($V186,Data!$A$6:$A$1806,Data!$I$6:$I$1806)","v":0},{"$f":"LOOKUP($V186,Data!$A$6:$A$1806,Data!$J$6:$J$1806)","v":-103},{"$f":"LOOKUP($V186,Data!$A$6:$A$1806,Data!$K$6:$K$1806)","v":7593.72},38.4002685546875]
[null,40098.104861110907,{"$f":"LOOKUP(B187,Data!$A$6:$A$1806,Data!B$6:B$1806)","v":59.951999664306641},{"$f":"LOOKUP(B187,Data!$A$6:$A$1806,Data!C$6:C$1806)","v":3710.81005859375},null,null,null,38.4002685546875,37.950522263962739,null,null,0.62417039744535951,3779.6999803250469,{"$f":"AVERAGE(D$79:D187)","v":3775.3192239463874},{"$f":"AVERAGE(M$79:M187)","v":3779.0969663624169},3740.9025558439007,{"$f":"AVERAGE(P$79:P187)","v":3707.5094395805859},null,null,null,null,40098.104861110907,{"$f":"LOOKUP($V187,Data!$A$6:$A$1806,Data!$B$6:$B$1806)","v":59.951999664306641},{"$f":"LOOKUP($V187,Data!$A$6:$A$1806,Data!$C$6:$C$1806)","v":3710.81005859375},{"$f":"LOOKUP($V187,Data!$A$6:$A$1806,Data!$D$6:$D$1806)","v":335},{"$f":"IF($Z$1=\"+\",LOOKUP($V187,Data!$A$6:$A$1806,Data!$E$6:$E$1806)*-1,LOOKUP($V187,Data!$A$6:$A$1806,Data!$E$6:$E$1806))","v":-228.36515808105469},{"$f":"LOOKUP($V187,Data!$A$6:$A$1806,Data!$F$6:$F$1806)","v":0},{"$f":"LOOKUP($V187,Data!$A$6:$A$1806,Data!$G$6:$G$1806)","v":142},{"$f":"LOOKUP($V187,Data!$A$6:$A$1806,Data!$H$6:$H$1806)","v":10},{"$f":"LOOKUP($V187,Data!$A$6:$A$1806,Data!$I$6:$I$1806)","v":0},{"$f":"LOOKUP($V187,Data!$A$6:$A$1806,Data!$J$6:$J$1806)","v":-103},{"$f":"LOOKUP($V187,Data!$A$6:$A$1806,Data!$K$6:$K$1806)","v":7593.72},38.4002685546875]
[null,40098.104884259054,{"$f":"LOOKUP(B188,Data!$A$6:$A$1806,Data!B$6:B$1806)","v":59.953998565673828},{"$f":"LOOKUP(B188,Data!$A$6:$A$1806,Data!C$6:C$1806)","v":3714.62255859375},null,null,null,36.8011474609375,37.548241082903907,null,null,0.62417039744535951,3779.9218695414334,{"$f":"AVERAGE(D$79:D188)","v":3774.7674360795454},{"$f":"AVERAGE(M$79:M188)","v":3779.1044654822263},3741.5267262413458,{"$f":"AVERAGE(P$79:P188)","v":3707.8215247793087},null,null,null,null,40098.104884259054,{"$f":"LOOKUP($V188,Data!$A$6:$A$1806,Data!$B$6:$B$1806)","v":59.953998565673828},{"$f":"LOOKUP($V188,Data!$A$6:$A$1806,Data!$C$6:$C$1806)","v":3714.62255859375},{"$f":"LOOKUP($V188,Data!$A$6:$A$1806,Data!$D$6:$D$1806)","v":335},{"$f":"IF($Z$1=\"+\",LOOKUP($V188,Data!$A$6:$A$1806,Data!$E$6:$E$1806)*-1,LOOKUP($V188,Data!$A$6:$A$1806,Data!$E$6:$E$1806))","v":-228.36515808105469},{"$f":"LOOKUP($V188,Data!$A$6:$A$1806,Data!$F$6:$F$1806)","v":0},{"$f":"LOOKUP($V188,Data!$A$6:$A$1806,Data!$G$6:$G$1806)","v":142.5},{"$f":"LOOKUP($V188,Data!$A$6:$A$1806,Data!$H$6:$H$1806)","v":10},{"$f":"LOOKUP($V188,Data!$A$6:$A$1806,Data!$I$6:$I$1806)","v":0},{"$f":"LOOKUP($V188,Data!$A$6:$A$1806,Data!$J$6:$J$1806)","v":-103},{"$f":"LOOKUP($V188,Data!$A$6:$A$1806,Data!$K$6:$K$1806)","v":7594.05},36.8011474609375]
[null,40098.1049074072,{"$f":"LOOKUP(B189,Data!$A$6:$A$1806,Data!B$6:B$1806)","v":59.953998565673828},{"$f":"LOOKUP(B189,Data!$A$6:$A$1806,Data!C$6:C$1806)","v":3714.62255859375},null,null,null,36.8011474609375,37.286758315215664,null,null,0.62417039744535951,3780.28455717119,{"$f":"AVERAGE(D$79:D189)","v":3774.2255903364303},{"$f":"AVERAGE(M$79:M189)","v":3779.1150969388832},3742.150896638791,{"$f":"AVERAGE(P$79:P189)","v":3708.1336099780315},null,null,null,null,40098.1049074072,{"$f":"LOOKUP($V189,Data!$A$6:$A$1806,Data!$B$6:$B$1806)","v":59.953998565673828},{"$f":"LOOKUP($V189,Data!$A$6:$A$1806,Data!$C$6:$C$1806)","v":3714.62255859375},{"$f":"LOOKUP($V189,Data!$A$6:$A$1806,Data!$D$6:$D$1806)","v":335},{"$f":"IF($Z$1=\"+\",LOOKUP($V189,Data!$A$6:$A$1806,Data!$E$6:$E$1806)*-1,LOOKUP($V189,Data!$A$6:$A$1806,Data!$E$6:$E$1806))","v":-228.36515808105469},{"$f":"LOOKUP($V189,Data!$A$6:$A$1806,Data!$F$6:$F$1806)","v":0},{"$f":"LOOKUP($V189,Data!$A$6:$A$1806,Data!$G$6:$G$1806)","v":142.5},{"$f":"LOOKUP($V189,Data!$A$6:$A$1806,Data!$H$6:$H$1806)","v":10},{"$f":"LOOKUP($V189,Data!$A$6:$A$1806,Data!$I$6:$I$1806)","v":0},{"$f":"LOOKUP($V189,Data!$A$6:$A$1806,Data!$J$6:$J$1806)","v":-103},{"$f":"LOOKUP($V189,Data!$A$6:$A$1806,Data!$K$6:$K$1806)","v":7594.05},36.8011474609375]
[null,40098.104930555346,{"$f":"LOOKUP(B190,Data!$A$6:$A$1806,Data!B$6:B$1806)","v":59.957000732421875},{"$f":"LOOKUP(B190,Data!$A$6:$A$1806,Data!C$6:C$1806)","v":3716.168212890625},null,null,null,34.3994140625,36.276187826765181,null,null,0.62417039744535951,3779.8981570801848,{"$f":"AVERAGE(D$79:D190)","v":3773.7072208949498},{"$f":"AVERAGE(M$79:M190)","v":3779.1220885472876},3742.7750670362361,{"$f":"AVERAGE(P$79:P190)","v":3708.4456951767538},null,null,null,null,40098.104930555346,{"$f":"LOOKUP($V190,Data!$A$6:$A$1806,Data!$B$6:$B$1806)","v":59.957000732421875},{"$f":"LOOKUP($V190,Data!$A$6:$A$1806,Data!$C$6:$C$1806)","v":3716.168212890625},{"$f":"LOOKUP($V190,Data!$A$6:$A$1806,Data!$D$6:$D$1806)","v":335},{"$f":"IF($Z$1=\"+\",LOOKUP($V190,Data!$A$6:$A$1806,Data!$E$6:$E$1806)*-1,LOOKUP($V190,Data!$A$6:$A$1806,Data!$E$6:$E$1806))","v":-234.07533264160156},{"$f":"LOOKUP($V190,Data!$A$6:$A$1806,Data!$F$6:$F$1806)","v":0},{"$f":"LOOKUP($V190,Data!$A$6:$A$1806,Data!$G$6:$G$1806)","v":143},{"$f":"LOOKUP($V190,Data!$A$6:$A$1806,Data!$H$6:$H$1806)","v":10},{"$f":"LOOKUP($V190,Data!$A$6:$A$1806,Data!$I$6:$I$1806)","v":0},{"$f":"LOOKUP($V190,Data!$A$6:$A$1806,Data!$J$6:$J$1806)","v":-103},{"$f":"LOOKUP($V190,Data!$A$6:$A$1806,Data!$K$6:$K$1806)","v":7594.38},34.3994140625]
[null,40098.104953703492,{"$f":"LOOKUP(B191,Data!$A$6:$A$1806,Data!B$6:B$1806)","v":59.957000732421875},{"$f":"LOOKUP(B191,Data!$A$6:$A$1806,Data!C$6:C$1806)","v":3716.168212890625},null,null,null,34.3994140625,35.619317009272365,null,null,0.62417039744535951,3779.8654566601372,{"$f":"AVERAGE(D$79:D191)","v":3773.1980261338495},{"$f":"AVERAGE(M$79:M191)","v":3779.1286670261629},3743.3992374336813,{"$f":"AVERAGE(P$79:P191)","v":3708.7577803754762},null,null,null,null,40098.104953703492,{"$f":"LOOKUP($V191,Data!$A$6:$A$1806,Data!$B$6:$B$1806)","v":59.957000732421875},{"$f":"LOOKUP($V191,Data!$A$6:$A$1806,Data!$C$6:$C$1806)","v":3716.168212890625},{"$f":"LOOKUP($V191,Data!$A$6:$A$1806,Data!$D$6:$D$1806)","v":335},{"$f":"IF($Z$1=\"+\",LOOKUP($V191,Data!$A$6:$A$1806,Data!$E$6:$E$1806)*-1,LOOKUP($V191,Data!$A$6:$A$1806,Data!$E$6:$E$1806))","v":-234.07533264160156},{"$f":"LOOKUP($V191,Data!$A$6:$A$1806,Data!$F$6:$F$1806)","v":0},{"$f":"LOOKUP($V191,Data!$A$6:$A$1806,Data!$G$6:$G$1806)","v":143},{"$f":"LOOKUP($V191,Data!$A$6:$A$1806,Data!$H$6:$H$1806)","v":10},{"$f":"LOOKUP($V191,Data!$A$6:$A$1806,Data!$I$6:$I$1806)","v":0},{"$f":"LOOKUP($V191,Data!$A$6:$A$1806,Data!$J$6:$J$1806)","v":-103},{"$f":"LOOKUP($V191,Data!$A$6:$A$1806,Data!$K$6:$K$1806)","v":7594.38},34.3994140625]
[null,40098.104976851639,{"$f":"LOOKUP(B192,Data!$A$6:$A$1806,Data!B$6:B$1806)","v":59.953998565673828},{"$f":"LOOKUP(B192,Data!$A$6:$A$1806,Data!C$6:C$1806)","v":3716.97998046875},null,null,null,36.8011474609375,36.032957667355163,null,null,0.62417039744535951,3780.9032677156652,{"$f":"AVERAGE(D$79:D192)","v":3772.7048853824012},{"$f":"AVERAGE(M$79:M192)","v":3779.1442336988775},3744.0234078311264,{"$f":"AVERAGE(P$79:P192)","v":3709.069865574199},null,null,null,null,40098.104976851639,{"$f":"LOOKUP($V192,Data!$A$6:$A$1806,Data!$B$6:$B$1806)","v":59.953998565673828},{"$f":"LOOKUP($V192,Data!$A$6:$A$1806,Data!$C$6:$C$1806)","v":3716.97998046875},{"$f":"LOOKUP($V192,Data!$A$6:$A$1806,Data!$D$6:$D$1806)","v":335},{"$f":"IF($Z$1=\"+\",LOOKUP($V192,Data!$A$6:$A$1806,Data!$E$6:$E$1806)*-1,LOOKUP($V192,Data!$A$6:$A$1806,Data!$E$6:$E$1806))","v":-234.07533264160156},{"$f":"LOOKUP($V192,Data!$A$6:$A$1806,Data!$F$6:$F$1806)","v":0},{"$f":"LOOKUP($V192,Data!$A$6:$A$1806,Data!$G$6:$G$1806)","v":143.5},{"$f":"LOOKUP($V192,Data!$A$6:$A$1806,Data!$H$6:$H$1806)","v":10},{"$f":"LOOKUP($V192,Data!$A$6:$A$1806,Data!$I$6:$I$1806)","v":0},{"$f":"LOOKUP($V192,Data!$A$6:$A$1806,Data!$J$6:$J$1806)","v":-103},{"$f":"LOOKUP($V192,Data!$A$6:$A$1806,Data!$K$6:$K$1806)","v":7594.71},36.8011474609375]
[null,40098.104999999785,{"$f":"LOOKUP(B193,Data!$A$6:$A$1806,Data!B$6:B$1806)","v":59.953998565673828},{"$f":"LOOKUP(B193,Data!$A$6:$A$1806,Data!C$6:C$1806)","v":3716.97998046875},null,null,null,36.8011474609375,36.301824095108984,null,null,0.62417039744535951,3781.7963045408642,{"$f":"AVERAGE(D$79:D193)","v":3772.220320991848},{"$f":"AVERAGE(M$79:M193)","v":3779.1672951844603},3744.6475782285715,{"$f":"AVERAGE(P$79:P193)","v":3709.3819507729213},null,null,null,null,40098.104999999785,{"$f":"LOOKUP($V193,Data!$A$6:$A$1806,Data!$B$6:$B$1806)","v":59.953998565673828},{"$f":"LOOKUP($V193,Data!$A$6:$A$1806,Data!$C$6:$C$1806)","v":3716.97998046875},{"$f":"LOOKUP($V193,Data!$A$6:$A$1806,Data!$D$6:$D$1806)","v":335},{"$f":"IF($Z$1=\"+\",LOOKUP($V193,Data!$A$6:$A$1806,Data!$E$6:$E$1806)*-1,LOOKUP($V193,Data!$A$6:$A$1806,Data!$E$6:$E$1806))","v":-234.07533264160156},{"$f":"LOOKUP($V193,Data!$A$6:$A$1806,Data!$F$6:$F$1806)","v":0},{"$f":"LOOKUP($V193,Data!$A$6:$A$1806,Data!$G$6:$G$1806)","v":143.5},{"$f":"LOOKUP($V193,Data!$A$6:$A$1806,Data!$H$6:$H$1806)","v":10},{"$f":"LOOKUP($V193,Data!$A$6:$A$1806,Data!$I$6:$I$1806)","v":0},{"$f":"LOOKUP($V193,Data!$A$6:$A$1806,Data!$J$6:$J$1806)","v":-103},{"$f":"LOOKUP($V193,Data!$A$6:$A$1806,Data!$K$6:$K$1806)","v":7594.71},36.8011474609375]
[null,40098.105023147931,{"$f":"LOOKUP(B194,Data!$A$6:$A$1806,Data!B$6:B$1806)","v":59.955001831054688},{"$f":"LOOKUP(B194,Data!$A$6:$A$1806,Data!C$6:C$1806)","v":3722.361328125},null,null,null,35.99853515625,36.19567296650834,null,null,0.62417039744535951,3782.3143238097086,{"$f":"AVERAGE(D$79:D194)","v":3771.7905020878234},{"$f":"AVERAGE(M$79:M194)","v":3779.1944247415745},3745.2717486260167,{"$f":"AVERAGE(P$79:P194)","v":3709.6940359716441},null,null,null,null,40098.105023147931,{"$f":"LOOKUP($V194,Data!$A$6:$A$1806,Data!$B$6:$B$1806)","v":59.955001831054688},{"$f":"LOOKUP($V194,Data!$A$6:$A$1806,Data!$C$6:$C$1806)","v":3722.361328125},{"$f":"LOOKUP($V194,Data!$A$6:$A$1806,Data!$D$6:$D$1806)","v":335},{"$f":"IF($Z$1=\"+\",LOOKUP($V194,Data!$A$6:$A$1806,Data!$E$6:$E$1806)*-1,LOOKUP($V194,Data!$A$6:$A$1806,Data!$E$6:$E$1806))","v":-234.07533264160156},{"$f":"LOOKUP($V194,Data!$A$6:$A$1806,Data!$F$6:$F$1806)","v":0},{"$f":"LOOKUP($V194,Data!$A$6:$A$1806,Data!$G$6:$G$1806)","v":144},{"$f":"LOOKUP($V194,Data!$A$6:$A$1806,Data!$H$6:$H$1806)","v":10},{"$f":"LOOKUP($V194,Data!$A$6:$A$1806,Data!$I$6:$I$1806)","v":0},{"$f":"LOOKUP($V194,Data!$A$6:$A$1806,Data!$J$6:$J$1806)","v":-103},{"$f":"LOOKUP($V194,Data!$A$6:$A$1806,Data!$K$6:$K$1806)","v":7595.04},35.99853515625]
[null,40098.105046296077,{"$f":"LOOKUP(B195,Data!$A$6:$A$1806,Data!B$6:B$1806)","v":59.955001831054688},{"$f":"LOOKUP(B195,Data!$A$6:$A$1806,Data!C$6:C$1806)","v":3722.361328125},null,null,null,35.99853515625,36.12667473291792,null,null,0.62417039744535951,3782.8694959735635,{"$f":"AVERAGE(D$79:D195)","v":3771.3680305154912},{"$f":"AVERAGE(M$79:M195)","v":3779.225835606805},3745.8959190234618,{"$f":"AVERAGE(P$79:P195)","v":3710.0061211703669},null,null,null,null,40098.105046296077,{"$f":"LOOKUP($V195,Data!$A$6:$A$1806,Data!$B$6:$B$1806)","v":59.955001831054688},{"$f":"LOOKUP($V195,Data!$A$6:$A$1806,Data!$C$6:$C$1806)","v":3722.361328125},{"$f":"LOOKUP($V195,Data!$A$6:$A$1806,Data!$D$6:$D$1806)","v":335},{"$f":"IF($Z$1=\"+\",LOOKUP($V195,Data!$A$6:$A$1806,Data!$E$6:$E$1806)*-1,LOOKUP($V195,Data!$A$6:$A$1806,Data!$E$6:$E$1806))","v":-234.07533264160156},{"$f":"LOOKUP($V195,Data!$A$6:$A$1806,Data!$F$6:$F$1806)","v":0},{"$f":"LOOKUP($V195,Data!$A$6:$A$1806,Data!$G$6:$G$1806)","v":144},{"$f":"LOOKUP($V195,Data!$A$6:$A$1806,Data!$H$6:$H$1806)","v":10},{"$f":"LOOKUP($V195,Data!$A$6:$A$1806,Data!$I$6:$I$1806)","v":0},{"$f":"LOOKUP($V195,Data!$A$6:$A$1806,Data!$J$6:$J$1806)","v":-103},{"$f":"LOOKUP($V195,Data!$A$6:$A$1806,Data!$K$6:$K$1806)","v":7595.04},35.99853515625]
[null,40098.105069444224,{"$f":"LOOKUP(B196,Data!$A$6:$A$1806,Data!B$6:B$1806)","v":59.96099853515625},{"$f":"LOOKUP(B196,Data!$A$6:$A$1806,Data!C$6:C$1806)","v":3722.657958984375},null,null,null,31.201171875,34.40274873264665,null,null,0.62417039744535951,3781.7697403707375,{"$f":"AVERAGE(D$79:D196)","v":3770.9552332991261},{"$f":"AVERAGE(M$79:M196)","v":3779.2473941217536},3746.520089420907,{"$f":"AVERAGE(P$79:P196)","v":3710.3182063690892},null,null,null,null,40098.105069444224,{"$f":"LOOKUP($V196,Data!$A$6:$A$1806,Data!$B$6:$B$1806)","v":59.96099853515625},{"$f":"LOOKUP($V196,Data!$A$6:$A$1806,Data!$C$6:$C$1806)","v":3722.657958984375},{"$f":"LOOKUP($V196,Data!$A$6:$A$1806,Data!$D$6:$D$1806)","v":335},{"$f":"IF($Z$1=\"+\",LOOKUP($V196,Data!$A$6:$A$1806,Data!$E$6:$E$1806)*-1,LOOKUP($V196,Data!$A$6:$A$1806,Data!$E$6:$E$1806))","v":-234.07533264160156},{"$f":"LOOKUP($V196,Data!$A$6:$A$1806,Data!$F$6:$F$1806)","v":0},{"$f":"LOOKUP($V196,Data!$A$6:$A$1806,Data!$G$6:$G$1806)","v":144.5},{"$f":"LOOKUP($V196,Data!$A$6:$A$1806,Data!$H$6:$H$1806)","v":10},{"$f":"LOOKUP($V196,Data!$A$6:$A$1806,Data!$I$6:$I$1806)","v":0},{"$f":"LOOKUP($V196,Data!$A$6:$A$1806,Data!$J$6:$J$1806)","v":-103},{"$f":"LOOKUP($V196,Data!$A$6:$A$1806,Data!$K$6:$K$1806)","v":7595.37},31.201171875]
[null,40098.10509259237,{"$f":"LOOKUP(B197,Data!$A$6:$A$1806,Data!B$6:B$1806)","v":59.96099853515625},{"$f":"LOOKUP(B197,Data!$A$6:$A$1806,Data!C$6:C$1806)","v":3722.657958984375},null,null,null,31.201171875,33.282196832470319,null,null,0.62417039744535951,3781.2733588680062,{"$f":"AVERAGE(D$79:D197)","v":3770.5493738511032},{"$f":"AVERAGE(M$79:M197)","v":3779.2644190355877},3747.1442598183521,{"$f":"AVERAGE(P$79:P197)","v":3710.630291567812},null,null,null,null,40098.10509259237,{"$f":"LOOKUP($V197,Data!$A$6:$A$1806,Data!$B$6:$B$1806)","v":59.96099853515625},{"$f":"LOOKUP($V197,Data!$A$6:$A$1806,Data!$C$6:$C$1806)","v":3722.657958984375},{"$f":"LOOKUP($V197,Data!$A$6:$A$1806,Data!$D$6:$D$1806)","v":335},{"$f":"IF($Z$1=\"+\",LOOKUP($V197,Data!$A$6:$A$1806,Data!$E$6:$E$1806)*-1,LOOKUP($V197,Data!$A$6:$A$1806,Data!$E$6:$E$1806))","v":-234.07533264160156},{"$f":"LOOKUP($V197,Data!$A$6:$A$1806,Data!$F$6:$F$1806)","v":0},{"$f":"LOOKUP($V197,Data!$A$6:$A$1806,Data!$G$6:$G$1806)","v":144.5},{"$f":"LOOKUP($V197,Data!$A$6:$A$1806,Data!$H$6:$H$1806)","v":10},{"$f":"LOOKUP($V197,Data!$A$6:$A$1806,Data!$I$6:$I$1806)","v":0},{"$f":"LOOKUP($V197,Data!$A$6:$A$1806,Data!$J$6:$J$1806)","v":-103},{"$f":"LOOKUP($V197,Data!$A$6:$A$1806,Data!$K$6:$K$1806)","v":7595.37},31.201171875]
[null,40098.105115740516,{"$f":"LOOKUP(B198,Data!$A$6:$A$1806,Data!B$6:B$1806)","v":59.962001800537109},{"$f":"LOOKUP(B198,Data!$A$6:$A$1806,Data!C$6:C$1806)","v":3722.277587890625},null,null,null,30.3985595703125,32.272923790715083,null,null,0.62417039744535951,3780.8882562236963,{"$f":"AVERAGE(D$79:D198)","v":3770.147108968099},{"$f":"AVERAGE(M$79:M198)","v":3779.2779510121554},3747.7684302157973,{"$f":"AVERAGE(P$79:P198)","v":3710.9423767665344},null,null,null,null,40098.105115740516,{"$f":"LOOKUP($V198,Data!$A$6:$A$1806,Data!$B$6:$B$1806)","v":59.962001800537109},{"$f":"LOOKUP($V198,Data!$A$6:$A$1806,Data!$C$6:$C$1806)","v":3722.277587890625},{"$f":"LOOKUP($V198,Data!$A$6:$A$1806,Data!$D$6:$D$1806)","v":335},{"$f":"IF($Z$1=\"+\",LOOKUP($V198,Data!$A$6:$A$1806,Data!$E$6:$E$1806)*-1,LOOKUP($V198,Data!$A$6:$A$1806,Data!$E$6:$E$1806))","v":-234.07533264160156},{"$f":"LOOKUP($V198,Data!$A$6:$A$1806,Data!$F$6:$F$1806)","v":0},{"$f":"LOOKUP($V198,Data!$A$6:$A$1806,Data!$G$6:$G$1806)","v":145},{"$f":"LOOKUP($V198,Data!$A$6:$A$1806,Data!$H$6:$H$1806)","v":10},{"$f":"LOOKUP($V198,Data!$A$6:$A$1806,Data!$I$6:$I$1806)","v":0},{"$f":"LOOKUP($V198,Data!$A$6:$A$1806,Data!$J$6:$J$1806)","v":-103},{"$f":"LOOKUP($V198,Data!$A$6:$A$1806,Data!$K$6:$K$1806)","v":7595.7},30.3985595703125]
[null,40098.105138888663,{"$f":"LOOKUP(B199,Data!$A$6:$A$1806,Data!B$6:B$1806)","v":59.962001800537109},{"$f":"LOOKUP(B199,Data!$A$6:$A$1806,Data!C$6:C$1806)","v":3722.277587890625},null,null,null,30.3985595703125,31.616896313574181,null,null,0.62417039744535951,3780.8563991440005,{"$f":"AVERAGE(D$79:D199)","v":3769.7514930914258},{"$f":"AVERAGE(M$79:M199)","v":3779.2909960380384},3748.3926006132424,{"$f":"AVERAGE(P$79:P199)","v":3711.2544619652567},null,null,null,null,40098.105138888663,{"$f":"LOOKUP($V199,Data!$A$6:$A$1806,Data!$B$6:$B$1806)","v":59.962001800537109},{"$f":"LOOKUP($V199,Data!$A$6:$A$1806,Data!$C$6:$C$1806)","v":3722.277587890625},{"$f":"LOOKUP($V199,Data!$A$6:$A$1806,Data!$D$6:$D$1806)","v":335},{"$f":"IF($Z$1=\"+\",LOOKUP($V199,Data!$A$6:$A$1806,Data!$E$6:$E$1806)*-1,LOOKUP($V199,Data!$A$6:$A$1806,Data!$E$6:$E$1806))","v":-234.07533264160156},{"$f":"LOOKUP($V199,Data!$A$6:$A$1806,Data!$F$6:$F$1806)","v":0},{"$f":"LOOKUP($V199,Data!$A$6:$A$1806,Data!$G$6:$G$1806)","v":145},{"$f":"LOOKUP($V199,Data!$A$6:$A$1806,Data!$H$6:$H$1806)","v":10},{"$f":"LOOKUP($V199,Data!$A$6:$A$1806,Data!$I$6:$I$1806)","v":0},{"$f":"LOOKUP($V199,Data!$A$6:$A$1806,Data!$J$6:$J$1806)","v":-103},{"$f":"LOOKUP($V199,Data!$A$6:$A$1806,Data!$K$6:$K$1806)","v":7595.7},30.3985595703125]
[null,40098.105162036809,{"$f":"LOOKUP(B200,Data!$A$6:$A$1806,Data!B$6:B$1806)","v":59.965999603271484},{"$f":"LOOKUP(B200,Data!$A$6:$A$1806,Data!C$6:C$1806)","v":3723.0908203125},null,null,null,27.2003173828125,30.071093687807593,null,null,0.62417039744535951,3779.9347669156791,{"$f":"AVERAGE(D$79:D200)","v":3769.3690285604507},{"$f":"AVERAGE(M$79:M200)","v":3779.2962728485109},3749.0167710106875,{"$f":"AVERAGE(P$79:P200)","v":3711.5665471639795},null,null,null,null,40098.105162036809,{"$f":"LOOKUP($V200,Data!$A$6:$A$1806,Data!$B$6:$B$1806)","v":59.965999603271484},{"$f":"LOOKUP($V200,Data!$A$6:$A$1806,Data!$C$6:$C$1806)","v":3723.0908203125},{"$f":"LOOKUP($V200,Data!$A$6:$A$1806,Data!$D$6:$D$1806)","v":335},{"$f":"IF($Z$1=\"+\",LOOKUP($V200,Data!$A$6:$A$1806,Data!$E$6:$E$1806)*-1,LOOKUP($V200,Data!$A$6:$A$1806,Data!$E$6:$E$1806))","v":-228.79815673828125},{"$f":"LOOKUP($V200,Data!$A$6:$A$1806,Data!$F$6:$F$1806)","v":0},{"$f":"LOOKUP($V200,Data!$A$6:$A$1806,Data!$G$6:$G$1806)","v":145.5},{"$f":"LOOKUP($V200,Data!$A$6:$A$1806,Data!$H$6:$H$1806)","v":10},{"$f":"LOOKUP($V200,Data!$A$6:$A$1806,Data!$I$6:$I$1806)","v":0},{"$f":"LOOKUP($V200,Data!$A$6:$A$1806,Data!$J$6:$J$1806)","v":-103},{"$f":"LOOKUP($V200,Data!$A$6:$A$1806,Data!$K$6:$K$1806)","v":7596.03},27.2003173828125]
[null,40098.105185184955,{"$f":"LOOKUP(B201,Data!$A$6:$A$1806,Data!B$6:B$1806)","v":59.965999603271484},{"$f":"LOOKUP(B201,Data!$A$6:$A$1806,Data!C$6:C$1806)","v":3723.0908203125},null,null,null,27.2003173828125,29.066321981059311,null,null,0.62417039744535951,3779.554165606376,{"$f":"AVERAGE(D$79:D201)","v":3768.9927829649391},{"$f":"AVERAGE(M$79:M201)","v":3779.2983695375992},3749.6409414081327,{"$f":"AVERAGE(P$79:P201)","v":3711.8786323627019},null,null,null,null,40098.105185184955,{"$f":"LOOKUP($V201,Data!$A$6:$A$1806,Data!$B$6:$B$1806)","v":59.965999603271484},{"$f":"LOOKUP($V201,Data!$A$6:$A$1806,Data!$C$6:$C$1806)","v":3723.0908203125},{"$f":"LOOKUP($V201,Data!$A$6:$A$1806,Data!$D$6:$D$1806)","v":335},{"$f":"IF($Z$1=\"+\",LOOKUP($V201,Data!$A$6:$A$1806,Data!$E$6:$E$1806)*-1,LOOKUP($V201,Data!$A$6:$A$1806,Data!$E$6:$E$1806))","v":-228.79815673828125},{"$f":"LOOKUP($V201,Data!$A$6:$A$1806,Data!$F$6:$F$1806)","v":0},{"$f":"LOOKUP($V201,Data!$A$6:$A$1806,Data!$G$6:$G$1806)","v":145.5},{"$f":"LOOKUP($V201,Data!$A$6:$A$1806,Data!$H$6:$H$1806)","v":10},{"$f":"LOOKUP($V201,Data!$A$6:$A$1806,Data!$I$6:$I$1806)","v":0},{"$f":"LOOKUP($V201,Data!$A$6:$A$1806,Data!$J$6:$J$1806)","v":-103},{"$f":"LOOKUP($V201,Data!$A$6:$A$1806,Data!$K$6:$K$1806)","v":7596.03},27.2003173828125]
[null,40098.105208333101,{"$f":"LOOKUP(B202,Data!$A$6:$A$1806,Data!B$6:B$1806)","v":59.967998504638672},{"$f":"LOOKUP(B202,Data!$A$6:$A$1806,Data!C$6:C$1806)","v":3723.4345703125},null,null,null,25.6011962890625,27.853527988860428,null,null,0.62417039744535951,3778.9655420116223,{"$f":"AVERAGE(D$79:D202)","v":3768.6253780241937},{"$f":"AVERAGE(M$79:M202)","v":3779.2956854446479},3750.2651118055778,{"$f":"AVERAGE(P$79:P202)","v":3712.1907175614247},null,null,null,null,40098.105208333101,{"$f":"LOOKUP($V202,Data!$A$6:$A$1806,Data!$B$6:$B$1806)","v":59.967998504638672},{"$f":"LOOKUP($V202,Data!$A$6:$A$1806,Data!$C$6:$C$1806)","v":3723.4345703125},{"$f":"LOOKUP($V202,Data!$A$6:$A$1806,Data!$D$6:$D$1806)","v":335},{"$f":"IF($Z$1=\"+\",LOOKUP($V202,Data!$A$6:$A$1806,Data!$E$6:$E$1806)*-1,LOOKUP($V202,Data!$A$6:$A$1806,Data!$E$6:$E$1806))","v":-228.79815673828125},{"$f":"LOOKUP($V202,Data!$A$6:$A$1806,Data!$F$6:$F$1806)","v":0},{"$f":"LOOKUP($V202,Data!$A$6:$A$1806,Data!$G$6:$G$1806)","v":146},{"$f":"LOOKUP($V202,Data!$A$6:$A$1806,Data!$H$6:$H$1806)","v":10},{"$f":"LOOKUP($V202,Data!$A$6:$A$1806,Data!$I$6:$I$1806)","v":0},{"$f":"LOOKUP($V202,Data!$A$6:$A$1806,Data!$J$6:$J$1806)","v":-103},{"$f":"LOOKUP($V202,Data!$A$6:$A$1806,Data!$K$6:$K$1806)","v":7596.36},25.6011962890625]
[null,40098.105231481248,{"$f":"LOOKUP(B203,Data!$A$6:$A$1806,Data!B$6:B$1806)","v":59.967998504638672},{"$f":"LOOKUP(B203,Data!$A$6:$A$1806,Data!C$6:C$1806)","v":3723.4345703125},null,null,null,25.6011962890625,27.065211893931153,null,null,0.62417039744535951,3778.8013963141384,{"$f":"AVERAGE(D$79:D203)","v":3768.2638515624999},{"$f":"AVERAGE(M$79:M203)","v":3779.2917311316037},3750.889282203023,{"$f":"AVERAGE(P$79:P203)","v":3712.5028027601475},null,null,null,null,40098.105231481248,{"$f":"LOOKUP($V203,Data!$A$6:$A$1806,Data!$B$6:$B$1806)","v":59.967998504638672},{"$f":"LOOKUP($V203,Data!$A$6:$A$1806,Data!$C$6:$C$1806)","v":3723.4345703125},{"$f":"LOOKUP($V203,Data!$A$6:$A$1806,Data!$D$6:$D$1806)","v":335},{"$f":"IF($Z$1=\"+\",LOOKUP($V203,Data!$A$6:$A$1806,Data!$E$6:$E$1806)*-1,LOOKUP($V203,Data!$A$6:$A$1806,Data!$E$6:$E$1806))","v":-228.79815673828125},{"$f":"LOOKUP($V203,Data!$A$6:$A$1806,Data!$F$6:$F$1806)","v":0},{"$f":"LOOKUP($V203,Data!$A$6:$A$1806,Data!$G$6:$G$1806)","v":146},{"$f":"LOOKUP($V203,Data!$A$6:$A$1806,Data!$H$6:$H$1806)","v":10},{"$f":"LOOKUP($V203,Data!$A$6:$A$1806,Data!$I$6:$I$1806)","v":0},{"$f":"LOOKUP($V203,Data!$A$6:$A$1806,Data!$J$6:$J$1806)","v":-103},{"$f":"LOOKUP($V203,Data!$A$6:$A$1806,Data!$K$6:$K$1806)","v":7596.36},25.6011962890625]
[null,40098.105254629394,{"$f":"LOOKUP(B204,Data!$A$6:$A$1806,Data!B$6:B$1806)","v":59.9739990234375},{"$f":"LOOKUP(B204,Data!$A$6:$A$1806,Data!C$6:C$1806)","v":3725.40283203125},null,null,null,20.80078125,24.872661168555251,null,null,0.62417039744535951,3777.2330159862076,{"$f":"AVERAGE(D$79:D204)","v":3767.9236847408233},{"$f":"AVERAGE(M$79:M204)","v":3779.275392122513},3751.5134526004681,{"$f":"AVERAGE(P$79:P204)","v":3712.8148879588698},null,null,null,null,40098.105254629394,{"$f":"LOOKUP($V204,Data!$A$6:$A$1806,Data!$B$6:$B$1806)","v":59.9739990234375},{"$f":"LOOKUP($V204,Data!$A$6:$A$1806,Data!$C$6:$C$1806)","v":3725.40283203125},{"$f":"LOOKUP($V204,Data!$A$6:$A$1806,Data!$D$6:$D$1806)","v":335},{"$f":"IF($Z$1=\"+\",LOOKUP($V204,Data!$A$6:$A$1806,Data!$E$6:$E$1806)*-1,LOOKUP($V204,Data!$A$6:$A$1806,Data!$E$6:$E$1806))","v":-228.79815673828125},{"$f":"LOOKUP($V204,Data!$A$6:$A$1806,Data!$F$6:$F$1806)","v":0},{"$f":"LOOKUP($V204,Data!$A$6:$A$1806,Data!$G$6:$G$1806)","v":146.5},{"$f":"LOOKUP($V204,Data!$A$6:$A$1806,Data!$H$6:$H$1806)","v":10},{"$f":"LOOKUP($V204,Data!$A$6:$A$1806,Data!$I$6:$I$1806)","v":0},{"$f":"LOOKUP($V204,Data!$A$6:$A$1806,Data!$J$6:$J$1806)","v":-103},{"$f":"LOOKUP($V204,Data!$A$6:$A$1806,Data!$K$6:$K$1806)","v":7596.69},20.80078125]
[null,40098.10527777754,{"$f":"LOOKUP(B205,Data!$A$6:$A$1806,Data!B$6:B$1806)","v":59.9739990234375},{"$f":"LOOKUP(B205,Data!$A$6:$A$1806,Data!C$6:C$1806)","v":3725.40283203125},null,null,null,20.80078125,23.447503197060914,null,null,0.62417039744535951,3776.4320284121586,{"$f":"AVERAGE(D$79:D205)","v":3767.5888748769685},{"$f":"AVERAGE(M$79:M205)","v":3779.2530034318806},3752.1376229979132,{"$f":"AVERAGE(P$79:P205)","v":3713.1269731575926},null,null,null,null,40098.10527777754,{"$f":"LOOKUP($V205,Data!$A$6:$A$1806,Data!$B$6:$B$1806)","v":59.9739990234375},{"$f":"LOOKUP($V205,Data!$A$6:$A$1806,Data!$C$6:$C$1806)","v":3725.40283203125},{"$f":"LOOKUP($V205,Data!$A$6:$A$1806,Data!$D$6:$D$1806)","v":335},{"$f":"IF($Z$1=\"+\",LOOKUP($V205,Data!$A$6:$A$1806,Data!$E$6:$E$1806)*-1,LOOKUP($V205,Data!$A$6:$A$1806,Data!$E$6:$E$1806))","v":-228.79815673828125},{"$f":"LOOKUP($V205,Data!$A$6:$A$1806,Data!$F$6:$F$1806)","v":0},{"$f":"LOOKUP($V205,Data!$A$6:$A$1806,Data!$G$6:$G$1806)","v":146.5},{"$f":"LOOKUP($V205,Data!$A$6:$A$1806,Data!$H$6:$H$1806)","v":10},{"$f":"LOOKUP($V205,Data!$A$6:$A$1806,Data!$I$6:$I$1806)","v":0},{"$f":"LOOKUP($V205,Data!$A$6:$A$1806,Data!$J$6:$J$1806)","v":-103},{"$f":"LOOKUP($V205,Data!$A$6:$A$1806,Data!$K$6:$K$1806)","v":7596.69},20.80078125]
[null,40098.105300925687,{"$f":"LOOKUP(B206,Data!$A$6:$A$1806,Data!B$6:B$1806)","v":59.969001770019531},{"$f":"LOOKUP(B206,Data!$A$6:$A$1806,Data!C$6:C$1806)","v":3728.052978515625},null,null,null,24.798583984375,23.920381472620846,null,null,0.62417039744535951,3777.5290770851639,{"$f":"AVERAGE(D$79:D206)","v":3767.2800006866455},{"$f":"AVERAGE(M$79:M206)","v":3779.2395352572967},3752.7617933953584,{"$f":"AVERAGE(P$79:P206)","v":3713.4390583563149},null,null,null,null,40098.105300925687,{"$f":"LOOKUP($V206,Data!$A$6:$A$1806,Data!$B$6:$B$1806)","v":59.969001770019531},{"$f":"LOOKUP($V206,Data!$A$6:$A$1806,Data!$C$6:$C$1806)","v":3728.052978515625},{"$f":"LOOKUP($V206,Data!$A$6:$A$1806,Data!$D$6:$D$1806)","v":335},{"$f":"IF($Z$1=\"+\",LOOKUP($V206,Data!$A$6:$A$1806,Data!$E$6:$E$1806)*-1,LOOKUP($V206,Data!$A$6:$A$1806,Data!$E$6:$E$1806))","v":-228.79815673828125},{"$f":"LOOKUP($V206,Data!$A$6:$A$1806,Data!$F$6:$F$1806)","v":0},{"$f":"LOOKUP($V206,Data!$A$6:$A$1806,Data!$G$6:$G$1806)","v":147},{"$f":"LOOKUP($V206,Data!$A$6:$A$1806,Data!$H$6:$H$1806)","v":10},{"$f":"LOOKUP($V206,Data!$A$6:$A$1806,Data!$I$6:$I$1806)","v":0},{"$f":"LOOKUP($V206,Data!$A$6:$A$1806,Data!$J$6:$J$1806)","v":-103},{"$f":"LOOKUP($V206,Data!$A$6:$A$1806,Data!$K$6:$K$1806)","v":7597.02},24.798583984375]
[null,40098.105324073833,{"$f":"LOOKUP(B207,Data!$A$6:$A$1806,Data!B$6:B$1806)","v":59.969001770019531},{"$f":"LOOKUP(B207,Data!$A$6:$A$1806,Data!C$6:C$1806)","v":3728.052978515625},null,null,null,24.798583984375,24.2277523517348,null,null,0.62417039744535951,3778.4606183617229,{"$f":"AVERAGE(D$79:D207)","v":3766.9759152434594},{"$f":"AVERAGE(M$79:M207)","v":3779.2334971418272},3753.3859637928035,{"$f":"AVERAGE(P$79:P207)","v":3713.7511435550373},null,null,null,null,40098.105324073833,{"$f":"LOOKUP($V207,Data!$A$6:$A$1806,Data!$B$6:$B$1806)","v":59.969001770019531},{"$f":"LOOKUP($V207,Data!$A$6:$A$1806,Data!$C$6:$C$1806)","v":3728.052978515625},{"$f":"LOOKUP($V207,Data!$A$6:$A$1806,Data!$D$6:$D$1806)","v":335},{"$f":"IF($Z$1=\"+\",LOOKUP($V207,Data!$A$6:$A$1806,Data!$E$6:$E$1806)*-1,LOOKUP($V207,Data!$A$6:$A$1806,Data!$E$6:$E$1806))","v":-228.79815673828125},{"$f":"LOOKUP($V207,Data!$A$6:$A$1806,Data!$F$6:$F$1806)","v":0},{"$f":"LOOKUP($V207,Data!$A$6:$A$1806,Data!$G$6:$G$1806)","v":147},{"$f":"LOOKUP($V207,Data!$A$6:$A$1806,Data!$H$6:$H$1806)","v":10},{"$f":"LOOKUP($V207,Data!$A$6:$A$1806,Data!$I$6:$I$1806)","v":0},{"$f":"LOOKUP($V207,Data!$A$6:$A$1806,Data!$J$6:$J$1806)","v":-103},{"$f":"LOOKUP($V207,Data!$A$6:$A$1806,Data!$K$6:$K$1806)","v":7597.02},24.798583984375]
[null,40098.105347221979,{"$f":"LOOKUP(B208,Data!$A$6:$A$1806,Data!B$6:B$1806)","v":59.970001220703125},{"$f":"LOOKUP(B208,Data!$A$6:$A$1806,Data!C$6:C$1806)","v":3732.530029296875},null,null,null,23.9990234375,24.147697231752623,null,null,{"$f":"IF(B208>G$3,0,(K$21*0.000023148/K$22))","v":0.62417039744535951},{"$f":"M207+L208+(I208-I207)","v":3779.0047336391858},{"$f":"AVERAGE(D$79:D208)","v":3766.7109468900239},{"$f":"AVERAGE(M$79:M208)","v":3779.2317374225759},3754.0101341902487,{"$f":"AVERAGE(P$79:P208)","v":3714.0632287537601},null,null,null,null,40098.105347221979,{"$f":"LOOKUP($V208,Data!$A$6:$A$1806,Data!$B$6:$B$1806)","v":59.970001220703125},{"$f":"LOOKUP($V208,Data!$A$6:$A$1806,Data!$C$6:$C$1806)","v":3732.530029296875},{"$f":"LOOKUP($V208,Data!$A$6:$A$1806,Data!$D$6:$D$1806)","v":335},{"$f":"IF($Z$1=\"+\",LOOKUP($V208,Data!$A$6:$A$1806,Data!$E$6:$E$1806)*-1,LOOKUP($V208,Data!$A$6:$A$1806,Data!$E$6:$E$1806))","v":-228.79815673828125},{"$f":"LOOKUP($V208,Data!$A$6:$A$1806,Data!$F$6:$F$1806)","v":0},{"$f":"LOOKUP($V208,Data!$A$6:$A$1806,Data!$G$6:$G$1806)","v":147.5},{"$f":"LOOKUP($V208,Data!$A$6:$A$1806,Data!$H$6:$H$1806)","v":10},{"$f":"LOOKUP($V208,Data!$A$6:$A$1806,Data!$I$6:$I$1806)","v":0},{"$f":"LOOKUP($V208,Data!$A$6:$A$1806,Data!$J$6:$J$1806)","v":-103},{"$f":"LOOKUP($V208,Data!$A$6:$A$1806,Data!$K$6:$K$1806)","v":7597.35},23.9990234375]
[null,40098.105370370125,{"$f":"LOOKUP(B209,Data!$A$6:$A$1806,Data!B$6:B$1806)","v":59.970001220703125},{"$f":"LOOKUP(B209,Data!$A$6:$A$1806,Data!C$6:C$1806)","v":3732.530029296875},null,null,null,23.9990234375,24.095661403764204,null,null,0.62417039744535951,3779.5768682086427,{"$f":"AVERAGE(D$79:D209)","v":3766.4500238549617},{"$f":"AVERAGE(M$79:M209)","v":3779.2343720087292},3754.6343045876938,{"$f":"AVERAGE(P$79:P209)","v":3714.3753139524824},null,null,null,null,{"$f":"V208+TIME(0,0,$B$1)","v":40098.105370370125},{"$f":"LOOKUP($V209,Data!$A$6:$A$1806,Data!$B$6:$B$1806)","v":59.970001220703125},{"$f":"LOOKUP($V209,Data!$A$6:$A$1806,Data!$C$6:$C$1806)","v":3732.530029296875},{"$f":"LOOKUP($V209,Data!$A$6:$A$1806,Data!$D$6:$D$1806)","v":335},{"$f":"IF($Z$1=\"+\",LOOKUP($V209,Data!$A$6:$A$1806,Data!$E$6:$E$1806)*-1,LOOKUP($V209,Data!$A$6:$A$1806,Data!$E$6:$E$1806))","v":-228.79815673828125},{"$f":"LOOKUP($V209,Data!$A$6:$A$1806,Data!$F$6:$F$1806)","v":0},{"$f":"LOOKUP($V209,Data!$A$6:$A$1806,Data!$G$6:$G$1806)","v":147.5},{"$f":"LOOKUP($V209,Data!$A$6:$A$1806,Data!$H$6:$H$1806)","v":10},{"$f":"LOOKUP($V209,Data!$A$6:$A$1806,Data!$I$6:$I$1806)","v":0},{"$f":"LOOKUP($V209,Data!$A$6:$A$1806,Data!$J$6:$J$1806)","v":-103},{"$f":"LOOKUP($V209,Data!$A$6:$A$1806,Data!$K$6:$K$1806)","v":7597.35},23.9990234375]
[null,40098.105393518272,{"$f":"LOOKUP(B210,Data!$A$6:$A$1806,Data!B$6:B$1806)","v":59.972999572753906},{"$f":"LOOKUP(B210,Data!$A$6:$A$1806,Data!C$6:C$1806)","v":3736.53515625},null,null,null,21.600341796875,23.222299541352982,null,null,0.62417039744535951,3779.3276767436769,{"$f":"AVERAGE(D$79:D210)","v":3766.223396070076},{"$f":"AVERAGE(M$79:M210)","v":3779.2350788627818},{"$f":"P209+L210","v":3755.2584749851389},{"$f":"AVERAGE(P$79:P210)","v":3714.6873991512048},null,null,null,null,40098.105393518272,{"$f":"LOOKUP($V210,Data!$A$6:$A$1806,Data!$B$6:$B$1806)","v":59.972999572753906},{"$f":"LOOKUP($V210,Data!$A$6:$A$1806,Data!$C$6:$C$1806)","v":3736.53515625},{"$f":"LOOKUP($V210,Data!$A$6:$A$1806,Data!$D$6:$D$1806)","v":335},{"$f":"IF($Z$1=\"+\",LOOKUP($V210,Data!$A$6:$A$1806,Data!$E$6:$E$1806)*-1,LOOKUP($V210,Data!$A$6:$A$1806,Data!$E$6:$E$1806))","v":-229.46696472167969},{"$f":"LOOKUP($V210,Data!$A$6:$A$1806,Data!$F$6:$F$1806)","v":0},{"$f":"LOOKUP($V210,Data!$A$6:$A$1806,Data!$G$6:$G$1806)","v":148},{"$f":"LOOKUP($V210,Data!$A$6:$A$1806,Data!$H$6:$H$1806)","v":10},{"$f":"LOOKUP($V210,Data!$A$6:$A$1806,Data!$I$6:$I$1806)","v":0},{"$f":"LOOKUP($V210,Data!$A$6:$A$1806,Data!$J$6:$J$1806)","v":-103},{"$f":"LOOKUP($V210,Data!$A$6:$A$1806,Data!$K$6:$K$1806)","v":7597.68},21.600341796875]
[null,40098.105416666418,{"$f":"LOOKUP(B211,Data!$A$6:$A$1806,Data!B$6:B$1806)","v":59.972999572753906},{"$f":"LOOKUP(B211,Data!$A$6:$A$1806,Data!C$6:C$1806)","v":3736.53515625},null,null,null,21.600341796875,22.654614330785687,null,null,0.62417039744535951,3779.3841619305549,{"$f":"AVERAGE(D$79:D211)","v":3766.0001762218044},{"$f":"AVERAGE(M$79:M211)","v":3779.236199788103},3755.8826453825841,{"$f":"AVERAGE(P$79:P211)","v":3714.9994843499276},null,null,null,null,40098.105416666418,{"$f":"LOOKUP($V211,Data!$A$6:$A$1806,Data!$B$6:$B$1806)","v":59.972999572753906},{"$f":"LOOKUP($V211,Data!$A$6:$A$1806,Data!$C$6:$C$1806)","v":3736.53515625},{"$f":"LOOKUP($V211,Data!$A$6:$A$1806,Data!$D$6:$D$1806)","v":335},{"$f":"IF($Z$1=\"+\",LOOKUP($V211,Data!$A$6:$A$1806,Data!$E$6:$E$1806)*-1,LOOKUP($V211,Data!$A$6:$A$1806,Data!$E$6:$E$1806))","v":-229.46696472167969},{"$f":"LOOKUP($V211,Data!$A$6:$A$1806,Data!$F$6:$F$1806)","v":0},{"$f":"LOOKUP($V211,Data!$A$6:$A$1806,Data!$G$6:$G$1806)","v":148},{"$f":"LOOKUP($V211,Data!$A$6:$A$1806,Data!$H$6:$H$1806)","v":10},{"$f":"LOOKUP($V211,Data!$A$6:$A$1806,Data!$I$6:$I$1806)","v":0},{"$f":"LOOKUP($V211,Data!$A$6:$A$1806,Data!$J$6:$J$1806)","v":-103},{"$f":"LOOKUP($V211,Data!$A$6:$A$1806,Data!$K$6:$K$1806)","v":7597.68},21.600341796875]
[null,40098.105439814564,{"$f":"LOOKUP(B212,Data!$A$6:$A$1806,Data!B$6:B$1806)","v":59.976001739501953},{"$f":"LOOKUP(B212,Data!$A$6:$A$1806,Data!C$6:C$1806)","v":3736.82177734375},null,null,null,19.1986083984375,21.445012254463823,null,null,0.62417039744535951,3778.7987302516781,{"$f":"AVERAGE(D$79:D212)","v":3765.782426976446},{"$f":"AVERAGE(M$79:M212)","v":3779.23293509007},3756.5068157800292,{"$f":"AVERAGE(P$79:P212)","v":3715.3115695486499},null,null,null,null,40098.105439814564,{"$f":"LOOKUP($V212,Data!$A$6:$A$1806,Data!$B$6:$B$1806)","v":59.976001739501953},{"$f":"LOOKUP($V212,Data!$A$6:$A$1806,Data!$C$6:$C$1806)","v":3736.82177734375},{"$f":"LOOKUP($V212,Data!$A$6:$A$1806,Data!$D$6:$D$1806)","v":335},{"$f":"IF($Z$1=\"+\",LOOKUP($V212,Data!$A$6:$A$1806,Data!$E$6:$E$1806)*-1,LOOKUP($V212,Data!$A$6:$A$1806,Data!$E$6:$E$1806))","v":-229.46696472167969},{"$f":"LOOKUP($V212,Data!$A$6:$A$1806,Data!$F$6:$F$1806)","v":0},{"$f":"LOOKUP($V212,Data!$A$6:$A$1806,Data!$G$6:$G$1806)","v":148.5},{"$f":"LOOKUP($V212,Data!$A$6:$A$1806,Data!$H$6:$H$1806)","v":10},{"$f":"LOOKUP($V212,Data!$A$6:$A$1806,Data!$I$6:$I$1806)","v":0},{"$f":"LOOKUP($V212,Data!$A$6:$A$1806,Data!$J$6:$J$1806)","v":-103},{"$f":"LOOKUP($V212,Data!$A$6:$A$1806,Data!$K$6:$K$1806)","v":7598.01},19.1986083984375]
[null,40098.105462962711,{"$f":"LOOKUP(B213,Data!$A$6:$A$1806,Data!B$6:B$1806)","v":59.976001739501953},{"$f":"LOOKUP(B213,Data!$A$6:$A$1806,Data!C$6:C$1806)","v":3736.82177734375},null,null,null,19.1986083984375,20.65877090485461,null,null,0.62417039744535951,3778.6366592995141,{"$f":"AVERAGE(D$79:D213)","v":3765.5679036458332},{"$f":"AVERAGE(M$79:M213)","v":3779.2285182323621},3757.1309861774744,{"$f":"AVERAGE(P$79:P213)","v":3715.6236547473727},null,null,null,null,40098.105462962711,{"$f":"LOOKUP($V213,Data!$A$6:$A$1806,Data!$B$6:$B$1806)","v":59.976001739501953},{"$f":"LOOKUP($V213,Data!$A$6:$A$1806,Data!$C$6:$C$1806)","v":3736.82177734375},{"$f":"LOOKUP($V213,Data!$A$6:$A$1806,Data!$D$6:$D$1806)","v":335},{"$f":"IF($Z$1=\"+\",LOOKUP($V213,Data!$A$6:$A$1806,Data!$E$6:$E$1806)*-1,LOOKUP($V213,Data!$A$6:$A$1806,Data!$E$6:$E$1806))","v":-229.46696472167969},{"$f":"LOOKUP($V213,Data!$A$6:$A$1806,Data!$F$6:$F$1806)","v":0},{"$f":"LOOKUP($V213,Data!$A$6:$A$1806,Data!$G$6:$G$1806)","v":148.5},{"$f":"LOOKUP($V213,Data!$A$6:$A$1806,Data!$H$6:$H$1806)","v":10},{"$f":"LOOKUP($V213,Data!$A$6:$A$1806,Data!$I$6:$I$1806)","v":0},{"$f":"LOOKUP($V213,Data!$A$6:$A$1806,Data!$J$6:$J$1806)","v":-103},{"$f":"LOOKUP($V213,Data!$A$6:$A$1806,Data!$K$6:$K$1806)","v":7598.01},19.1986083984375]
[null,40098.105486110857,{"$f":"LOOKUP(B214,Data!$A$6:$A$1806,Data!B$6:B$1806)","v":59.978000640869141},{"$f":"LOOKUP(B214,Data!$A$6:$A$1806,Data!C$6:C$1806)","v":3739.94384765625},null,null,null,17.5994873046875,19.588021644796122,null,null,0.62417039744535951,3778.1900804369006,{"$f":"AVERAGE(D$79:D214)","v":3765.3794914694395},{"$f":"AVERAGE(M$79:M214)","v":3779.2208826603364},3757.7551565749195,{"$f":"AVERAGE(P$79:P214)","v":3715.9357399460955},null,null,null,null,40098.105486110857,{"$f":"LOOKUP($V214,Data!$A$6:$A$1806,Data!$B$6:$B$1806)","v":59.978000640869141},{"$f":"LOOKUP($V214,Data!$A$6:$A$1806,Data!$C$6:$C$1806)","v":3739.94384765625},{"$f":"LOOKUP($V214,Data!$A$6:$A$1806,Data!$D$6:$D$1806)","v":335},{"$f":"IF($Z$1=\"+\",LOOKUP($V214,Data!$A$6:$A$1806,Data!$E$6:$E$1806)*-1,LOOKUP($V214,Data!$A$6:$A$1806,Data!$E$6:$E$1806))","v":-229.46696472167969},{"$f":"LOOKUP($V214,Data!$A$6:$A$1806,Data!$F$6:$F$1806)","v":0},{"$f":"LOOKUP($V214,Data!$A$6:$A$1806,Data!$G$6:$G$1806)","v":149},{"$f":"LOOKUP($V214,Data!$A$6:$A$1806,Data!$H$6:$H$1806)","v":10},{"$f":"LOOKUP($V214,Data!$A$6:$A$1806,Data!$I$6:$I$1806)","v":0},{"$f":"LOOKUP($V214,Data!$A$6:$A$1806,Data!$J$6:$J$1806)","v":-103},{"$f":"LOOKUP($V214,Data!$A$6:$A$1806,Data!$K$6:$K$1806)","v":7598.34},17.5994873046875]
[null,40098.105509259003,{"$f":"LOOKUP(B215,Data!$A$6:$A$1806,Data!B$6:B$1806)","v":59.978000640869141},{"$f":"LOOKUP(B215,Data!$A$6:$A$1806,Data!C$6:C$1806)","v":3739.94384765625},null,null,null,17.5994873046875,18.892034625758104,null,null,0.62417039744535951,3778.1182638153077,{"$f":"AVERAGE(D$79:D215)","v":3765.1938298357663},{"$f":"AVERAGE(M$79:M215)","v":3779.2128343475988},3758.3793269723647,{"$f":"AVERAGE(P$79:P215)","v":3716.2478251448179},null,null,null,null,40098.105509259003,{"$f":"LOOKUP($V215,Data!$A$6:$A$1806,Data!$B$6:$B$1806)","v":59.978000640869141},{"$f":"LOOKUP($V215,Data!$A$6:$A$1806,Data!$C$6:$C$1806)","v":3739.94384765625},{"$f":"LOOKUP($V215,Data!$A$6:$A$1806,Data!$D$6:$D$1806)","v":335},{"$f":"IF($Z$1=\"+\",LOOKUP($V215,Data!$A$6:$A$1806,Data!$E$6:$E$1806)*-1,LOOKUP($V215,Data!$A$6:$A$1806,Data!$E$6:$E$1806))","v":-229.46696472167969},{"$f":"LOOKUP($V215,Data!$A$6:$A$1806,Data!$F$6:$F$1806)","v":0},{"$f":"LOOKUP($V215,Data!$A$6:$A$1806,Data!$G$6:$G$1806)","v":149},{"$f":"LOOKUP($V215,Data!$A$6:$A$1806,Data!$H$6:$H$1806)","v":10},{"$f":"LOOKUP($V215,Data!$A$6:$A$1806,Data!$I$6:$I$1806)","v":0},{"$f":"LOOKUP($V215,Data!$A$6:$A$1806,Data!$J$6:$J$1806)","v":-103},{"$f":"LOOKUP($V215,Data!$A$6:$A$1806,Data!$K$6:$K$1806)","v":7598.34},17.5994873046875]
[null,40098.105532407149,{"$f":"LOOKUP(B216,Data!$A$6:$A$1806,Data!B$6:B$1806)","v":59.978000640869141},{"$f":"LOOKUP(B216,Data!$A$6:$A$1806,Data!C$6:C$1806)","v":3741.793701171875},null,null,null,17.5994873046875,18.439643063383393,null,null,0.62417039744535951,3778.2900426503784,{"$f":"AVERAGE(D$79:D216)","v":3765.024263686028},{"$f":"AVERAGE(M$79:M216)","v":3779.206147451242},3759.0034973698098,{"$f":"AVERAGE(P$79:P216)","v":3716.5599103435407},null,null,null,null,40098.105532407149,{"$f":"LOOKUP($V216,Data!$A$6:$A$1806,Data!$B$6:$B$1806)","v":59.978000640869141},{"$f":"LOOKUP($V216,Data!$A$6:$A$1806,Data!$C$6:$C$1806)","v":3741.793701171875},{"$f":"LOOKUP($V216,Data!$A$6:$A$1806,Data!$D$6:$D$1806)","v":335},{"$f":"IF($Z$1=\"+\",LOOKUP($V216,Data!$A$6:$A$1806,Data!$E$6:$E$1806)*-1,LOOKUP($V216,Data!$A$6:$A$1806,Data!$E$6:$E$1806))","v":-229.46696472167969},{"$f":"LOOKUP($V216,Data!$A$6:$A$1806,Data!$F$6:$F$1806)","v":0},{"$f":"LOOKUP($V216,Data!$A$6:$A$1806,Data!$G$6:$G$1806)","v":149.5},{"$f":"LOOKUP($V216,Data!$A$6:$A$1806,Data!$H$6:$H$1806)","v":10},{"$f":"LOOKUP($V216,Data!$A$6:$A$1806,Data!$I$6:$I$1806)","v":0},{"$f":"LOOKUP($V216,Data!$A$6:$A$1806,Data!$J$6:$J$1806)","v":-103},{"$f":"LOOKUP($V216,Data!$A$6:$A$1806,Data!$K$6:$K$1806)","v":7598.67},17.5994873046875]
[null,40098.105555555296,{"$f":"LOOKUP(B217,Data!$A$6:$A$1806,Data!B$6:B$1806)","v":59.978000640869141},{"$f":"LOOKUP(B217,Data!$A$6:$A$1806,Data!C$6:C$1806)","v":3741.793701171875},null,null,null,17.5994873046875,18.145588547839829,null,null,0.62417039744535951,3778.6201585322801,{"$f":"AVERAGE(D$79:D217)","v":3764.8571373370055},{"$f":"AVERAGE(M$79:M217)","v":3779.2019317036238},3759.6276677672549,{"$f":"AVERAGE(P$79:P217)","v":3716.871995542263},null,null,null,null,40098.105555555296,{"$f":"LOOKUP($V217,Data!$A$6:$A$1806,Data!$B$6:$B$1806)","v":59.978000640869141},{"$f":"LOOKUP($V217,Data!$A$6:$A$1806,Data!$C$6:$C$1806)","v":3741.793701171875},{"$f":"LOOKUP($V217,Data!$A$6:$A$1806,Data!$D$6:$D$1806)","v":335},{"$f":"IF($Z$1=\"+\",LOOKUP($V217,Data!$A$6:$A$1806,Data!$E$6:$E$1806)*-1,LOOKUP($V217,Data!$A$6:$A$1806,Data!$E$6:$E$1806))","v":-229.46696472167969},{"$f":"LOOKUP($V217,Data!$A$6:$A$1806,Data!$F$6:$F$1806)","v":0},{"$f":"LOOKUP($V217,Data!$A$6:$A$1806,Data!$G$6:$G$1806)","v":149.5},{"$f":"LOOKUP($V217,Data!$A$6:$A$1806,Data!$H$6:$H$1806)","v":10},{"$f":"LOOKUP($V217,Data!$A$6:$A$1806,Data!$I$6:$I$1806)","v":0},{"$f":"LOOKUP($V217,Data!$A$6:$A$1806,Data!$J$6:$J$1806)","v":-103},{"$f":"LOOKUP($V217,Data!$A$6:$A$1806,Data!$K$6:$K$1806)","v":7598.67},17.5994873046875]
[null,40098.105578703442,{"$f":"LOOKUP(B218,Data!$A$6:$A$1806,Data!B$6:B$1806)","v":59.978000640869141},{"$f":"LOOKUP(B218,Data!$A$6:$A$1806,Data!C$6:C$1806)","v":3746.60791015625},null,null,null,17.5994873046875,17.954453112736516,null,null,0.62417039744535951,3779.0531934946221,{"$f":"AVERAGE(D$79:D218)","v":3764.7267857142856},{"$f":"AVERAGE(M$79:M218)","v":3779.2008692878458},3760.2518381647001,{"$f":"AVERAGE(P$79:P218)","v":3717.1840807409853},null,null,null,null,40098.105578703442,{"$f":"LOOKUP($V218,Data!$A$6:$A$1806,Data!$B$6:$B$1806)","v":59.978000640869141},{"$f":"LOOKUP($V218,Data!$A$6:$A$1806,Data!$C$6:$C$1806)","v":3746.60791015625},{"$f":"LOOKUP($V218,Data!$A$6:$A$1806,Data!$D$6:$D$1806)","v":335},{"$f":"IF($Z$1=\"+\",LOOKUP($V218,Data!$A$6:$A$1806,Data!$E$6:$E$1806)*-1,LOOKUP($V218,Data!$A$6:$A$1806,Data!$E$6:$E$1806))","v":-229.46696472167969},{"$f":"LOOKUP($V218,Data!$A$6:$A$1806,Data!$F$6:$F$1806)","v":0},{"$f":"LOOKUP($V218,Data!$A$6:$A$1806,Data!$G$6:$G$1806)","v":150},{"$f":"LOOKUP($V218,Data!$A$6:$A$1806,Data!$H$6:$H$1806)","v":10},{"$f":"LOOKUP($V218,Data!$A$6:$A$1806,Data!$I$6:$I$1806)","v":0},{"$f":"LOOKUP($V218,Data!$A$6:$A$1806,Data!$J$6:$J$1806)","v":-103},{"$f":"LOOKUP($V218,Data!$A$6:$A$1806,Data!$K$6:$K$1806)","v":7599},17.5994873046875]
[null,40098.105601851588,{"$f":"LOOKUP(B219,Data!$A$6:$A$1806,Data!B$6:B$1806)","v":59.978000640869141},{"$f":"LOOKUP(B219,Data!$A$6:$A$1806,Data!C$6:C$1806)","v":3746.60791015625},null,null,null,17.5994873046875,17.830215079919363,null,null,0.62417039744535951,3779.55312585925,{"$f":"AVERAGE(D$79:D219)","v":3764.5982830507537},{"$f":"AVERAGE(M$79:M219)","v":3779.2033675614016},3760.8760085621452,{"$f":"AVERAGE(P$79:P219)","v":3717.4961659397081},null,null,null,null,40098.105601851588,{"$f":"LOOKUP($V219,Data!$A$6:$A$1806,Data!$B$6:$B$1806)","v":59.978000640869141},{"$f":"LOOKUP($V219,Data!$A$6:$A$1806,Data!$C$6:$C$1806)","v":3746.60791015625},{"$f":"LOOKUP($V219,Data!$A$6:$A$1806,Data!$D$6:$D$1806)","v":335},{"$f":"IF($Z$1=\"+\",LOOKUP($V219,Data!$A$6:$A$1806,Data!$E$6:$E$1806)*-1,LOOKUP($V219,Data!$A$6:$A$1806,Data!$E$6:$E$1806))","v":-229.46696472167969},{"$f":"LOOKUP($V219,Data!$A$6:$A$1806,Data!$F$6:$F$1806)","v":0},{"$f":"LOOKUP($V219,Data!$A$6:$A$1806,Data!$G$6:$G$1806)","v":150},{"$f":"LOOKUP($V219,Data!$A$6:$A$1806,Data!$H$6:$H$1806)","v":10},{"$f":"LOOKUP($V219,Data!$A$6:$A$1806,Data!$I$6:$I$1806)","v":0},{"$f":"LOOKUP($V219,Data!$A$6:$A$1806,Data!$J$6:$J$1806)","v":-103},{"$f":"LOOKUP($V219,Data!$A$6:$A$1806,Data!$K$6:$K$1806)","v":7599},17.5994873046875]
[null,40098.105624999735,{"$f":"LOOKUP(B220,Data!$A$6:$A$1806,Data!B$6:B$1806)","v":59.979999542236328},{"$f":"LOOKUP(B220,Data!$A$6:$A$1806,Data!C$6:C$1806)","v":3750.71630859375},null,null,null,16.0003662109375,17.189767975775709,null,null,0.62417039744535951,3779.5368491525514,{"$f":"AVERAGE(D$79:D220)","v":3764.5005226672533},{"$f":"AVERAGE(M$79:M220)","v":3779.2057160233112},3761.5001789595904,{"$f":"AVERAGE(P$79:P220)","v":3717.8082511384305},null,null,null,null,40098.105624999735,{"$f":"LOOKUP($V220,Data!$A$6:$A$1806,Data!$B$6:$B$1806)","v":59.979999542236328},{"$f":"LOOKUP($V220,Data!$A$6:$A$1806,Data!$C$6:$C$1806)","v":3750.71630859375},{"$f":"LOOKUP($V220,Data!$A$6:$A$1806,Data!$D$6:$D$1806)","v":335},{"$f":"IF($Z$1=\"+\",LOOKUP($V220,Data!$A$6:$A$1806,Data!$E$6:$E$1806)*-1,LOOKUP($V220,Data!$A$6:$A$1806,Data!$E$6:$E$1806))","v":-228.98016357421875},{"$f":"LOOKUP($V220,Data!$A$6:$A$1806,Data!$F$6:$F$1806)","v":0},{"$f":"LOOKUP($V220,Data!$A$6:$A$1806,Data!$G$6:$G$1806)","v":150.5},{"$f":"LOOKUP($V220,Data!$A$6:$A$1806,Data!$H$6:$H$1806)","v":10},{"$f":"LOOKUP($V220,Data!$A$6:$A$1806,Data!$I$6:$I$1806)","v":0},{"$f":"LOOKUP($V220,Data!$A$6:$A$1806,Data!$J$6:$J$1806)","v":-103},{"$f":"LOOKUP($V220,Data!$A$6:$A$1806,Data!$K$6:$K$1806)","v":7599.33},16.0003662109375]
[null,40098.105648147881,{"$f":"LOOKUP(B221,Data!$A$6:$A$1806,Data!B$6:B$1806)","v":59.979999542236328},{"$f":"LOOKUP(B221,Data!$A$6:$A$1806,Data!C$6:C$1806)","v":3750.71630859375},null,null,null,16.0003662109375,16.773477358082339,null,null,0.62417039744535951,3779.7447289323031,{"$f":"AVERAGE(D$79:D221)","v":3764.4041295618445},{"$f":"AVERAGE(M$79:M221)","v":3779.2094853443527},3762.1243493570355,{"$f":"AVERAGE(P$79:P221)","v":3718.1203363371528},null,null,null,null,40098.105648147881,{"$f":"LOOKUP($V221,Data!$A$6:$A$1806,Data!$B$6:$B$1806)","v":59.979999542236328},{"$f":"LOOKUP($V221,Data!$A$6:$A$1806,Data!$C$6:$C$1806)","v":3750.71630859375},{"$f":"LOOKUP($V221,Data!$A$6:$A$1806,Data!$D$6:$D$1806)","v":335},{"$f":"IF($Z$1=\"+\",LOOKUP($V221,Data!$A$6:$A$1806,Data!$E$6:$E$1806)*-1,LOOKUP($V221,Data!$A$6:$A$1806,Data!$E$6:$E$1806))","v":-228.98016357421875},{"$f":"LOOKUP($V221,Data!$A$6:$A$1806,Data!$F$6:$F$1806)","v":0},{"$f":"LOOKUP($V221,Data!$A$6:$A$1806,Data!$G$6:$G$1806)","v":150.5},{"$f":"LOOKUP($V221,Data!$A$6:$A$1806,Data!$H$6:$H$1806)","v":10},{"$f":"LOOKUP($V221,Data!$A$6:$A$1806,Data!$I$6:$I$1806)","v":0},{"$f":"LOOKUP($V221,Data!$A$6:$A$1806,Data!$J$6:$J$1806)","v":-103},{"$f":"LOOKUP($V221,Data!$A$6:$A$1806,Data!$K$6:$K$1806)","v":7599.33},16.0003662109375]
[null,40098.105671296027,{"$f":"LOOKUP(B222,Data!$A$6:$A$1806,Data!B$6:B$1806)","v":59.980998992919922},{"$f":"LOOKUP(B222,Data!$A$6:$A$1806,Data!C$6:C$1806)","v":3752.74755859375},null,null,null,15.2008056640625,16.223042265175394,null,null,0.62417039744535951,3779.8184642368415,{"$f":"AVERAGE(D$79:D222)","v":3764.3231811523437},{"$f":"AVERAGE(M$79:M222)","v":3779.2137143644391},3762.7485197544806,{"$f":"AVERAGE(P$79:P222)","v":3718.4324215358756},null,null,null,null,40098.105671296027,{"$f":"LOOKUP($V222,Data!$A$6:$A$1806,Data!$B$6:$B$1806)","v":59.980998992919922},{"$f":"LOOKUP($V222,Data!$A$6:$A$1806,Data!$C$6:$C$1806)","v":3752.74755859375},{"$f":"LOOKUP($V222,Data!$A$6:$A$1806,Data!$D$6:$D$1806)","v":335},{"$f":"IF($Z$1=\"+\",LOOKUP($V222,Data!$A$6:$A$1806,Data!$E$6:$E$1806)*-1,LOOKUP($V222,Data!$A$6:$A$1806,Data!$E$6:$E$1806))","v":-228.98016357421875},{"$f":"LOOKUP($V222,Data!$A$6:$A$1806,Data!$F$6:$F$1806)","v":0},{"$f":"LOOKUP($V222,Data!$A$6:$A$1806,Data!$G$6:$G$1806)","v":151},{"$f":"LOOKUP($V222,Data!$A$6:$A$1806,Data!$H$6:$H$1806)","v":10},{"$f":"LOOKUP($V222,Data!$A$6:$A$1806,Data!$I$6:$I$1806)","v":0},{"$f":"LOOKUP($V222,Data!$A$6:$A$1806,Data!$J$6:$J$1806)","v":-103},{"$f":"LOOKUP($V222,Data!$A$6:$A$1806,Data!$K$6:$K$1806)","v":7599.66},15.2008056640625]
[null,40098.105694444173,{"$f":"LOOKUP(B223,Data!$A$6:$A$1806,Data!B$6:B$1806)","v":59.980998992919922},{"$f":"LOOKUP(B223,Data!$A$6:$A$1806,Data!C$6:C$1806)","v":3752.74755859375},null,null,null,15.2008056640625,15.865259454785882,null,null,0.62417039744535951,3780.0848518238972,{"$f":"AVERAGE(D$79:D223)","v":3764.2433492726295},{"$f":"AVERAGE(M$79:M223)","v":3779.2197222089867},3763.3726901519258,{"$f":"AVERAGE(P$79:P223)","v":3718.744506734598},null,null,null,null,40098.105694444173,{"$f":"LOOKUP($V223,Data!$A$6:$A$1806,Data!$B$6:$B$1806)","v":59.980998992919922},{"$f":"LOOKUP($V223,Data!$A$6:$A$1806,Data!$C$6:$C$1806)","v":3752.74755859375},{"$f":"LOOKUP($V223,Data!$A$6:$A$1806,Data!$D$6:$D$1806)","v":335},{"$f":"IF($Z$1=\"+\",LOOKUP($V223,Data!$A$6:$A$1806,Data!$E$6:$E$1806)*-1,LOOKUP($V223,Data!$A$6:$A$1806,Data!$E$6:$E$1806))","v":-228.98016357421875},{"$f":"LOOKUP($V223,Data!$A$6:$A$1806,Data!$F$6:$F$1806)","v":0},{"$f":"LOOKUP($V223,Data!$A$6:$A$1806,Data!$G$6:$G$1806)","v":151},{"$f":"LOOKUP($V223,Data!$A$6:$A$1806,Data!$H$6:$H$1806)","v":10},{"$f":"LOOKUP($V223,Data!$A$6:$A$1806,Data!$I$6:$I$1806)","v":0},{"$f":"LOOKUP($V223,Data!$A$6:$A$1806,Data!$J$6:$J$1806)","v":-103},{"$f":"LOOKUP($V223,Data!$A$6:$A$1806,Data!$K$6:$K$1806)","v":7599.66},15.2008056640625]
[null,40098.10571759232,{"$f":"LOOKUP(B224,Data!$A$6:$A$1806,Data!B$6:B$1806)","v":59.979000091552734},{"$f":"LOOKUP(B224,Data!$A$6:$A$1806,Data!C$6:C$1806)","v":3756.4072265625},null,null,null,16.7999267578125,16.192393010845198,null,null,0.62417039744535951,3781.0361557774017,{"$f":"AVERAGE(D$79:D224)","v":3764.1896771992724},{"$f":"AVERAGE(M$79:M224)","v":3779.232163534798},3763.9968605493709,{"$f":"AVERAGE(P$79:P224)","v":3719.0565919333203},null,null,null,null,40098.10571759232,{"$f":"LOOKUP($V224,Data!$A$6:$A$1806,Data!$B$6:$B$1806)","v":59.979000091552734},{"$f":"LOOKUP($V224,Data!$A$6:$A$1806,Data!$C$6:$C$1806)","v":3756.4072265625},{"$f":"LOOKUP($V224,Data!$A$6:$A$1806,Data!$D$6:$D$1806)","v":335},{"$f":"IF($Z$1=\"+\",LOOKUP($V224,Data!$A$6:$A$1806,Data!$E$6:$E$1806)*-1,LOOKUP($V224,Data!$A$6:$A$1806,Data!$E$6:$E$1806))","v":-228.98016357421875},{"$f":"LOOKUP($V224,Data!$A$6:$A$1806,Data!$F$6:$F$1806)","v":0},{"$f":"LOOKUP($V224,Data!$A$6:$A$1806,Data!$G$6:$G$1806)","v":151.5},{"$f":"LOOKUP($V224,Data!$A$6:$A$1806,Data!$H$6:$H$1806)","v":10},{"$f":"LOOKUP($V224,Data!$A$6:$A$1806,Data!$I$6:$I$1806)","v":0},{"$f":"LOOKUP($V224,Data!$A$6:$A$1806,Data!$J$6:$J$1806)","v":-103},{"$f":"LOOKUP($V224,Data!$A$6:$A$1806,Data!$K$6:$K$1806)","v":7599.99},16.7999267578125]
[null,40098.105740740466,{"$f":"LOOKUP(B225,Data!$A$6:$A$1806,Data!B$6:B$1806)","v":59.979000091552734},{"$f":"LOOKUP(B225,Data!$A$6:$A$1806,Data!C$6:C$1806)","v":3756.4072265625},null,null,null,16.7999267578125,16.405029822283755,null,null,0.62417039744535951,3781.8729629862855,{"$f":"AVERAGE(D$79:D225)","v":3764.1367353582059},{"$f":"AVERAGE(M$79:M225)","v":3779.2501281569166},3764.6210309468161,{"$f":"AVERAGE(P$79:P225)","v":3719.3686771320431},null,null,null,null,40098.105740740466,{"$f":"LOOKUP($V225,Data!$A$6:$A$1806,Data!$B$6:$B$1806)","v":59.979000091552734},{"$f":"LOOKUP($V225,Data!$A$6:$A$1806,Data!$C$6:$C$1806)","v":3756.4072265625},{"$f":"LOOKUP($V225,Data!$A$6:$A$1806,Data!$D$6:$D$1806)","v":335},{"$f":"IF($Z$1=\"+\",LOOKUP($V225,Data!$A$6:$A$1806,Data!$E$6:$E$1806)*-1,LOOKUP($V225,Data!$A$6:$A$1806,Data!$E$6:$E$1806))","v":-228.98016357421875},{"$f":"LOOKUP($V225,Data!$A$6:$A$1806,Data!$F$6:$F$1806)","v":0},{"$f":"LOOKUP($V225,Data!$A$6:$A$1806,Data!$G$6:$G$1806)","v":151.5},{"$f":"LOOKUP($V225,Data!$A$6:$A$1806,Data!$H$6:$H$1806)","v":10},{"$f":"LOOKUP($V225,Data!$A$6:$A$1806,Data!$I$6:$I$1806)","v":0},{"$f":"LOOKUP($V225,Data!$A$6:$A$1806,Data!$J$6:$J$1806)","v":-103},{"$f":"LOOKUP($V225,Data!$A$6:$A$1806,Data!$K$6:$K$1806)","v":7599.99},16.7999267578125]
[null,40098.105763888612,{"$f":"LOOKUP(B226,Data!$A$6:$A$1806,Data!B$6:B$1806)","v":59.979000091552734},{"$f":"LOOKUP(B226,Data!$A$6:$A$1806,Data!C$6:C$1806)","v":3760.4052734375},null,null,null,16.7999267578125,16.543243749718815,null,null,0.62417039744535951,3782.6353473111658,{"$f":"AVERAGE(D$79:D226)","v":3764.1115227776604},{"$f":"AVERAGE(M$79:M226)","v":3779.2730012593101},3765.2452013442612,{"$f":"AVERAGE(P$79:P226)","v":3719.6807623307654},null,null,null,null,40098.105763888612,{"$f":"LOOKUP($V226,Data!$A$6:$A$1806,Data!$B$6:$B$1806)","v":59.979000091552734},{"$f":"LOOKUP($V226,Data!$A$6:$A$1806,Data!$C$6:$C$1806)","v":3760.4052734375},{"$f":"LOOKUP($V226,Data!$A$6:$A$1806,Data!$D$6:$D$1806)","v":335},{"$f":"IF($Z$1=\"+\",LOOKUP($V226,Data!$A$6:$A$1806,Data!$E$6:$E$1806)*-1,LOOKUP($V226,Data!$A$6:$A$1806,Data!$E$6:$E$1806))","v":-228.98016357421875},{"$f":"LOOKUP($V226,Data!$A$6:$A$1806,Data!$F$6:$F$1806)","v":0},{"$f":"LOOKUP($V226,Data!$A$6:$A$1806,Data!$G$6:$G$1806)","v":152},{"$f":"LOOKUP($V226,Data!$A$6:$A$1806,Data!$H$6:$H$1806)","v":10},{"$f":"LOOKUP($V226,Data!$A$6:$A$1806,Data!$I$6:$I$1806)","v":0},{"$f":"LOOKUP($V226,Data!$A$6:$A$1806,Data!$J$6:$J$1806)","v":-103},{"$f":"LOOKUP($V226,Data!$A$6:$A$1806,Data!$K$6:$K$1806)","v":7600.32},16.7999267578125]
[null,40098.105787036759,{"$f":"LOOKUP(B227,Data!$A$6:$A$1806,Data!B$6:B$1806)","v":59.979000091552734},{"$f":"LOOKUP(B227,Data!$A$6:$A$1806,Data!C$6:C$1806)","v":3760.4052734375},null,null,null,16.7999267578125,16.633082802551606,null,null,0.62417039744535951,3783.3493567614437,{"$f":"AVERAGE(D$79:D227)","v":3764.0866486210152},{"$f":"AVERAGE(M$79:M227)","v":3779.3003593499284},3765.8693717417063,{"$f":"AVERAGE(P$79:P227)","v":3719.9928475294878},null,null,null,null,40098.105787036759,{"$f":"LOOKUP($V227,Data!$A$6:$A$1806,Data!$B$6:$B$1806)","v":59.979000091552734},{"$f":"LOOKUP($V227,Data!$A$6:$A$1806,Data!$C$6:$C$1806)","v":3760.4052734375},{"$f":"LOOKUP($V227,Data!$A$6:$A$1806,Data!$D$6:$D$1806)","v":335},{"$f":"IF($Z$1=\"+\",LOOKUP($V227,Data!$A$6:$A$1806,Data!$E$6:$E$1806)*-1,LOOKUP($V227,Data!$A$6:$A$1806,Data!$E$6:$E$1806))","v":-228.98016357421875},{"$f":"LOOKUP($V227,Data!$A$6:$A$1806,Data!$F$6:$F$1806)","v":0},{"$f":"LOOKUP($V227,Data!$A$6:$A$1806,Data!$G$6:$G$1806)","v":152},{"$f":"LOOKUP($V227,Data!$A$6:$A$1806,Data!$H$6:$H$1806)","v":10},{"$f":"LOOKUP($V227,Data!$A$6:$A$1806,Data!$I$6:$I$1806)","v":0},{"$f":"LOOKUP($V227,Data!$A$6:$A$1806,Data!$J$6:$J$1806)","v":-103},{"$f":"LOOKUP($V227,Data!$A$6:$A$1806,Data!$K$6:$K$1806)","v":7600.32},16.7999267578125]
[null,40098.105810184905,{"$f":"LOOKUP(B228,Data!$A$6:$A$1806,Data!B$6:B$1806)","v":59.983001708984375},{"$f":"LOOKUP(B228,Data!$A$6:$A$1806,Data!C$6:C$1806)","v":3761.406982421875},null,null,null,13.5986328125,15.571025306033544,null,null,0.62417039744535951,3782.9114696623706,{"$f":"AVERAGE(D$79:D228)","v":3764.0687841796876},{"$f":"AVERAGE(M$79:M228)","v":3779.3244334186775},3766.4935421391515,{"$f":"AVERAGE(P$79:P228)","v":3720.3049327282106},null,null,null,null,40098.105810184905,{"$f":"LOOKUP($V228,Data!$A$6:$A$1806,Data!$B$6:$B$1806)","v":59.983001708984375},{"$f":"LOOKUP($V228,Data!$A$6:$A$1806,Data!$C$6:$C$1806)","v":3761.406982421875},{"$f":"LOOKUP($V228,Data!$A$6:$A$1806,Data!$D$6:$D$1806)","v":335},{"$f":"IF($Z$1=\"+\",LOOKUP($V228,Data!$A$6:$A$1806,Data!$E$6:$E$1806)*-1,LOOKUP($V228,Data!$A$6:$A$1806,Data!$E$6:$E$1806))","v":-228.98016357421875},{"$f":"LOOKUP($V228,Data!$A$6:$A$1806,Data!$F$6:$F$1806)","v":0},{"$f":"LOOKUP($V228,Data!$A$6:$A$1806,Data!$G$6:$G$1806)","v":152.5},{"$f":"LOOKUP($V228,Data!$A$6:$A$1806,Data!$H$6:$H$1806)","v":10},{"$f":"LOOKUP($V228,Data!$A$6:$A$1806,Data!$I$6:$I$1806)","v":0},{"$f":"LOOKUP($V228,Data!$A$6:$A$1806,Data!$J$6:$J$1806)","v":-103},{"$f":"LOOKUP($V228,Data!$A$6:$A$1806,Data!$K$6:$K$1806)","v":7600.65},13.5986328125]
[null,40098.105833333051,{"$f":"LOOKUP(B229,Data!$A$6:$A$1806,Data!B$6:B$1806)","v":59.983001708984375},{"$f":"LOOKUP(B229,Data!$A$6:$A$1806,Data!C$6:C$1806)","v":3761.406982421875},null,null,null,13.5986328125,14.880687933296803,null,null,0.62417039744535951,3782.8453026870789,{"$f":"AVERAGE(D$79:D229)","v":3764.0511563534769},{"$f":"AVERAGE(M$79:M229)","v":3779.3477504336997},3767.1177125365966,{"$f":"AVERAGE(P$79:P229)","v":3720.6170179269329},null,null,null,null,40098.105833333051,{"$f":"LOOKUP($V229,Data!$A$6:$A$1806,Data!$B$6:$B$1806)","v":59.983001708984375},{"$f":"LOOKUP($V229,Data!$A$6:$A$1806,Data!$C$6:$C$1806)","v":3761.406982421875},{"$f":"LOOKUP($V229,Data!$A$6:$A$1806,Data!$D$6:$D$1806)","v":335},{"$f":"IF($Z$1=\"+\",LOOKUP($V229,Data!$A$6:$A$1806,Data!$E$6:$E$1806)*-1,LOOKUP($V229,Data!$A$6:$A$1806,Data!$E$6:$E$1806))","v":-228.98016357421875},{"$f":"LOOKUP($V229,Data!$A$6:$A$1806,Data!$F$6:$F$1806)","v":0},{"$f":"LOOKUP($V229,Data!$A$6:$A$1806,Data!$G$6:$G$1806)","v":152.5},{"$f":"LOOKUP($V229,Data!$A$6:$A$1806,Data!$H$6:$H$1806)","v":10},{"$f":"LOOKUP($V229,Data!$A$6:$A$1806,Data!$I$6:$I$1806)","v":0},{"$f":"LOOKUP($V229,Data!$A$6:$A$1806,Data!$J$6:$J$1806)","v":-103},{"$f":"LOOKUP($V229,Data!$A$6:$A$1806,Data!$K$6:$K$1806)","v":7600.65},13.5986328125]
[null,40098.105856481197,{"$f":"LOOKUP(B230,Data!$A$6:$A$1806,Data!B$6:B$1806)","v":59.987998962402344},{"$f":"LOOKUP(B230,Data!$A$6:$A$1806,Data!C$6:C$1806)","v":3763.212158203125},null,null,null,9.600830078125,13.032737683986673,null,null,0.62417039744535951,3781.6215228352139,{"$f":"AVERAGE(D$79:D230)","v":3764.0456366288035},{"$f":"AVERAGE(M$79:M230)","v":3779.3627094626572},3767.7418829340418,{"$f":"AVERAGE(P$79:P230)","v":3720.9291031256553},null,null,null,null,40098.105856481197,{"$f":"LOOKUP($V230,Data!$A$6:$A$1806,Data!$B$6:$B$1806)","v":59.987998962402344},{"$f":"LOOKUP($V230,Data!$A$6:$A$1806,Data!$C$6:$C$1806)","v":3763.212158203125},{"$f":"LOOKUP($V230,Data!$A$6:$A$1806,Data!$D$6:$D$1806)","v":335},{"$f":"IF($Z$1=\"+\",LOOKUP($V230,Data!$A$6:$A$1806,Data!$E$6:$E$1806)*-1,LOOKUP($V230,Data!$A$6:$A$1806,Data!$E$6:$E$1806))","v":-219.97555541992187},{"$f":"LOOKUP($V230,Data!$A$6:$A$1806,Data!$F$6:$F$1806)","v":0},{"$f":"LOOKUP($V230,Data!$A$6:$A$1806,Data!$G$6:$G$1806)","v":153},{"$f":"LOOKUP($V230,Data!$A$6:$A$1806,Data!$H$6:$H$1806)","v":10},{"$f":"LOOKUP($V230,Data!$A$6:$A$1806,Data!$I$6:$I$1806)","v":0},{"$f":"LOOKUP($V230,Data!$A$6:$A$1806,Data!$J$6:$J$1806)","v":-103},{"$f":"LOOKUP($V230,Data!$A$6:$A$1806,Data!$K$6:$K$1806)","v":7600.98},9.600830078125]
[null,40098.105879629344,{"$f":"LOOKUP(B231,Data!$A$6:$A$1806,Data!B$6:B$1806)","v":59.987998962402344},{"$f":"LOOKUP(B231,Data!$A$6:$A$1806,Data!C$6:C$1806)","v":3763.212158203125},null,null,null,9.600830078125,11.831570021935088,null,null,0.62417039744535951,3781.0445255706077,{"$f":"AVERAGE(D$79:D231)","v":3764.0401890573939},{"$f":"AVERAGE(M$79:M231)","v":3779.3737017248004},3768.3660533314869,{"$f":"AVERAGE(P$79:P231)","v":3721.2411883243781},null,null,null,null,40098.105879629344,{"$f":"LOOKUP($V231,Data!$A$6:$A$1806,Data!$B$6:$B$1806)","v":59.987998962402344},{"$f":"LOOKUP($V231,Data!$A$6:$A$1806,Data!$C$6:$C$1806)","v":3763.212158203125},{"$f":"LOOKUP($V231,Data!$A$6:$A$1806,Data!$D$6:$D$1806)","v":335},{"$f":"IF($Z$1=\"+\",LOOKUP($V231,Data!$A$6:$A$1806,Data!$E$6:$E$1806)*-1,LOOKUP($V231,Data!$A$6:$A$1806,Data!$E$6:$E$1806))","v":-219.97555541992187},{"$f":"LOOKUP($V231,Data!$A$6:$A$1806,Data!$F$6:$F$1806)","v":0},{"$f":"LOOKUP($V231,Data!$A$6:$A$1806,Data!$G$6:$G$1806)","v":153},{"$f":"LOOKUP($V231,Data!$A$6:$A$1806,Data!$H$6:$H$1806)","v":10},{"$f":"LOOKUP($V231,Data!$A$6:$A$1806,Data!$I$6:$I$1806)","v":0},{"$f":"LOOKUP($V231,Data!$A$6:$A$1806,Data!$J$6:$J$1806)","v":-103},{"$f":"LOOKUP($V231,Data!$A$6:$A$1806,Data!$K$6:$K$1806)","v":7600.98},9.600830078125]
[null,40098.10590277749,{"$f":"LOOKUP(B232,Data!$A$6:$A$1806,Data!B$6:B$1806)","v":59.98699951171875},{"$f":"LOOKUP(B232,Data!$A$6:$A$1806,Data!C$6:C$1806)","v":3766.085205078125},null,null,null,10.400390625,11.330657233007807,null,null,0.62417039744535951,3781.1677831791258,{"$f":"AVERAGE(D$79:D232)","v":3764.0534683822038},{"$f":"AVERAGE(M$79:M232)","v":3779.3853516043737},3768.9902237289321,{"$f":"AVERAGE(P$79:P232)","v":3721.5532735231009},null,null,null,null,40098.10590277749,{"$f":"LOOKUP($V232,Data!$A$6:$A$1806,Data!$B$6:$B$1806)","v":59.98699951171875},{"$f":"LOOKUP($V232,Data!$A$6:$A$1806,Data!$C$6:$C$1806)","v":3766.085205078125},{"$f":"LOOKUP($V232,Data!$A$6:$A$1806,Data!$D$6:$D$1806)","v":335},{"$f":"IF($Z$1=\"+\",LOOKUP($V232,Data!$A$6:$A$1806,Data!$E$6:$E$1806)*-1,LOOKUP($V232,Data!$A$6:$A$1806,Data!$E$6:$E$1806))","v":-219.97555541992187},{"$f":"LOOKUP($V232,Data!$A$6:$A$1806,Data!$F$6:$F$1806)","v":0},{"$f":"LOOKUP($V232,Data!$A$6:$A$1806,Data!$G$6:$G$1806)","v":153.5},{"$f":"LOOKUP($V232,Data!$A$6:$A$1806,Data!$H$6:$H$1806)","v":10},{"$f":"LOOKUP($V232,Data!$A$6:$A$1806,Data!$I$6:$I$1806)","v":0},{"$f":"LOOKUP($V232,Data!$A$6:$A$1806,Data!$J$6:$J$1806)","v":-103},{"$f":"LOOKUP($V232,Data!$A$6:$A$1806,Data!$K$6:$K$1806)","v":7601.31},10.400390625]
[null,40098.105925925636,{"$f":"LOOKUP(B233,Data!$A$6:$A$1806,Data!B$6:B$1806)","v":59.98699951171875},{"$f":"LOOKUP(B233,Data!$A$6:$A$1806,Data!C$6:C$1806)","v":3766.085205078125},null,null,null,10.400390625,11.005063920205075,null,null,0.62417039744535951,3781.4663602637684,{"$f":"AVERAGE(D$79:D233)","v":3764.0665763608872},{"$f":"AVERAGE(M$79:M233)","v":3779.3987774666925},3769.6143941263772,{"$f":"AVERAGE(P$79:P233)","v":3721.8653587218232},null,null,null,null,40098.105925925636,{"$f":"LOOKUP($V233,Data!$A$6:$A$1806,Data!$B$6:$B$1806)","v":59.98699951171875},{"$f":"LOOKUP($V233,Data!$A$6:$A$1806,Data!$C$6:$C$1806)","v":3766.085205078125},{"$f":"LOOKUP($V233,Data!$A$6:$A$1806,Data!$D$6:$D$1806)","v":335},{"$f":"IF($Z$1=\"+\",LOOKUP($V233,Data!$A$6:$A$1806,Data!$E$6:$E$1806)*-1,LOOKUP($V233,Data!$A$6:$A$1806,Data!$E$6:$E$1806))","v":-219.97555541992187},{"$f":"LOOKUP($V233,Data!$A$6:$A$1806,Data!$F$6:$F$1806)","v":0},{"$f":"LOOKUP($V233,Data!$A$6:$A$1806,Data!$G$6:$G$1806)","v":153.5},{"$f":"LOOKUP($V233,Data!$A$6:$A$1806,Data!$H$6:$H$1806)","v":10},{"$f":"LOOKUP($V233,Data!$A$6:$A$1806,Data!$I$6:$I$1806)","v":0},{"$f":"LOOKUP($V233,Data!$A$6:$A$1806,Data!$J$6:$J$1806)","v":-103},{"$f":"LOOKUP($V233,Data!$A$6:$A$1806,Data!$K$6:$K$1806)","v":7601.31},10.400390625]
[null,40098.105949073783,{"$f":"LOOKUP(B234,Data!$A$6:$A$1806,Data!B$6:B$1806)","v":59.991001129150391},{"$f":"LOOKUP(B234,Data!$A$6:$A$1806,Data!C$6:C$1806)","v":3767.2509765625},null,null,null,7.1990966796875,9.6729753860239249,null,null,0.62417039744535951,3780.7584421270321,{"$f":"AVERAGE(D$79:D234)","v":3764.0869891826924},{"$f":"AVERAGE(M$79:M234)","v":3779.4074932657973},3770.2385645238223,{"$f":"AVERAGE(P$79:P234)","v":3722.177443920546},null,null,null,null,40098.105949073783,{"$f":"LOOKUP($V234,Data!$A$6:$A$1806,Data!$B$6:$B$1806)","v":59.991001129150391},{"$f":"LOOKUP($V234,Data!$A$6:$A$1806,Data!$C$6:$C$1806)","v":3767.2509765625},{"$f":"LOOKUP($V234,Data!$A$6:$A$1806,Data!$D$6:$D$1806)","v":335},{"$f":"IF($Z$1=\"+\",LOOKUP($V234,Data!$A$6:$A$1806,Data!$E$6:$E$1806)*-1,LOOKUP($V234,Data!$A$6:$A$1806,Data!$E$6:$E$1806))","v":-219.97555541992187},{"$f":"LOOKUP($V234,Data!$A$6:$A$1806,Data!$F$6:$F$1806)","v":0},{"$f":"LOOKUP($V234,Data!$A$6:$A$1806,Data!$G$6:$G$1806)","v":154},{"$f":"LOOKUP($V234,Data!$A$6:$A$1806,Data!$H$6:$H$1806)","v":10},{"$f":"LOOKUP($V234,Data!$A$6:$A$1806,Data!$I$6:$I$1806)","v":0},{"$f":"LOOKUP($V234,Data!$A$6:$A$1806,Data!$J$6:$J$1806)","v":-103},{"$f":"LOOKUP($V234,Data!$A$6:$A$1806,Data!$K$6:$K$1806)","v":7601.64},7.1990966796875]
[null,40098.105972221929,{"$f":"LOOKUP(B235,Data!$A$6:$A$1806,Data!B$6:B$1806)","v":59.991001129150391},{"$f":"LOOKUP(B235,Data!$A$6:$A$1806,Data!C$6:C$1806)","v":3767.2509765625},null,null,null,7.1990966796875,{"$f":"L$13*H235+(1-L$13)*I234","v":8.8071178388061764},null,null,0.62417039744535951,3780.5167549772596,{"$f":"AVERAGE(D$79:D235)","v":3764.1071419685509},{"$f":"AVERAGE(M$79:M235)","v":3779.414558627017},3770.8627349212675,{"$f":"AVERAGE(P$79:P235)","v":3722.4895291192688},null,null,null,null,40098.105972221929,{"$f":"LOOKUP($V235,Data!$A$6:$A$1806,Data!$B$6:$B$1806)","v":59.991001129150391},{"$f":"LOOKUP($V235,Data!$A$6:$A$1806,Data!$C$6:$C$1806)","v":3767.2509765625},{"$f":"LOOKUP($V235,Data!$A$6:$A$1806,Data!$D$6:$D$1806)","v":335},{"$f":"IF($Z$1=\"+\",LOOKUP($V235,Data!$A$6:$A$1806,Data!$E$6:$E$1806)*-1,LOOKUP($V235,Data!$A$6:$A$1806,Data!$E$6:$E$1806))","v":-219.97555541992187},{"$f":"LOOKUP($V235,Data!$A$6:$A$1806,Data!$F$6:$F$1806)","v":0},{"$f":"LOOKUP($V235,Data!$A$6:$A$1806,Data!$G$6:$G$1806)","v":154},{"$f":"LOOKUP($V235,Data!$A$6:$A$1806,Data!$H$6:$H$1806)","v":10},{"$f":"LOOKUP($V235,Data!$A$6:$A$1806,Data!$I$6:$I$1806)","v":0},{"$f":"LOOKUP($V235,Data!$A$6:$A$1806,Data!$J$6:$J$1806)","v":-103},{"$f":"LOOKUP($V235,Data!$A$6:$A$1806,Data!$K$6:$K$1806)","v":7601.64},7.1990966796875]
[null,40098.105995370075,{"$f":"LOOKUP(B236,Data!$A$6:$A$1806,Data!B$6:B$1806)","v":59.992000579833984},{"$f":"LOOKUP(B236,Data!$A$6:$A$1806,Data!C$6:C$1806)","v":3768.633544921875},null,null,null,{"$f":"(IF((C236-L$2)>0,((C236-L$2-L$5)/((L$4*L$2)-L$5)*L$3*-1),((C236-L$2+L$5)/((L$4*L$2)-L$5)*L$3*-1)))","v":6.3995361328125},7.9644642417083897,null,null,0.62417039744535951,3780.2982717776067,{"$f":"AVERAGE(D$79:D236)","v":3764.1357900885087},{"$f":"AVERAGE(M$79:M236)","v":3779.4201517482229},3771.4869053187126,{"$f":"AVERAGE(P$79:P236)","v":3722.8016143179912},null,null,null,null,40098.105995370075,{"$f":"LOOKUP($V236,Data!$A$6:$A$1806,Data!$B$6:$B$1806)","v":59.992000579833984},{"$f":"LOOKUP($V236,Data!$A$6:$A$1806,Data!$C$6:$C$1806)","v":3768.633544921875},{"$f":"LOOKUP($V236,Data!$A$6:$A$1806,Data!$D$6:$D$1806)","v":335},{"$f":"IF($Z$1=\"+\",LOOKUP($V236,Data!$A$6:$A$1806,Data!$E$6:$E$1806)*-1,LOOKUP($V236,Data!$A$6:$A$1806,Data!$E$6:$E$1806))","v":-219.97555541992187},{"$f":"LOOKUP($V236,Data!$A$6:$A$1806,Data!$F$6:$F$1806)","v":0},{"$f":"LOOKUP($V236,Data!$A$6:$A$1806,Data!$G$6:$G$1806)","v":154.5},{"$f":"LOOKUP($V236,Data!$A$6:$A$1806,Data!$H$6:$H$1806)","v":10},{"$f":"LOOKUP($V236,Data!$A$6:$A$1806,Data!$I$6:$I$1806)","v":0},{"$f":"LOOKUP($V236,Data!$A$6:$A$1806,Data!$J$6:$J$1806)","v":-103},{"$f":"LOOKUP($V236,Data!$A$6:$A$1806,Data!$K$6:$K$1806)","v":7601.97},{"$f":"(IF((W236-$L$2)>0,((W236-$L$2-$L$5)/(($L$4*$L$2)-$L$5)*$L$3*-1),((W236-$L$2+$L$5)/(($L$4*$L$2)-$L$5)*$L$3*-1)))","v":6.3995361328125}]
[null,40098.106018518221,{"$f":"LOOKUP(B237,Data!$A$6:$A$1806,Data!B$6:B$1806)","v":59.992000579833984},{"$f":"LOOKUP(B237,Data!$A$6:$A$1806,Data!C$6:C$1806)","v":3768.633544921875},null,null,null,6.3995361328125,7.4167394035948284,null,null,0.62417039744535951,3780.3747173369384,{"$f":"AVERAGE(D$79:D237)","v":3764.1640778547562},{"$f":"AVERAGE(M$79:M237)","v":3779.4261553053848},3772.1110757161578,{"$f":"AVERAGE(P$79:P237)","v":3723.113699516714},null,null,null,null,40098.106018518221,{"$f":"LOOKUP($V237,Data!$A$6:$A$1806,Data!$B$6:$B$1806)","v":59.992000579833984},{"$f":"LOOKUP($V237,Data!$A$6:$A$1806,Data!$C$6:$C$1806)","v":3768.633544921875},{"$f":"LOOKUP($V237,Data!$A$6:$A$1806,Data!$D$6:$D$1806)","v":335},{"$f":"IF($Z$1=\"+\",LOOKUP($V237,Data!$A$6:$A$1806,Data!$E$6:$E$1806)*-1,LOOKUP($V237,Data!$A$6:$A$1806,Data!$E$6:$E$1806))","v":-219.97555541992187},{"$f":"LOOKUP($V237,Data!$A$6:$A$1806,Data!$F$6:$F$1806)","v":0},{"$f":"LOOKUP($V237,Data!$A$6:$A$1806,Data!$G$6:$G$1806)","v":154.5},{"$f":"LOOKUP($V237,Data!$A$6:$A$1806,Data!$H$6:$H$1806)","v":10},{"$f":"LOOKUP($V237,Data!$A$6:$A$1806,Data!$I$6:$I$1806)","v":0},{"$f":"LOOKUP($V237,Data!$A$6:$A$1806,Data!$J$6:$J$1806)","v":-103},{"$f":"LOOKUP($V237,Data!$A$6:$A$1806,Data!$K$6:$K$1806)","v":7601.97},6.3995361328125]
[null,{"$f":"B237+TIME(0,0,$B$1)","v":40098.106041666368},{"$f":"LOOKUP(B238,Data!$A$6:$A$1806,Data!B$6:B$1806)","v":59.988998413085937},{"$f":"LOOKUP(B238,Data!$A$6:$A$1806,Data!C$6:C$1806)","v":3772.444580078125},null,null,null,8.80126953125,7.901324948274139,null,null,0.62417039744535951,3781.4834732790628,{"$f":"AVERAGE(D$79:D238)","v":3764.2158309936522},{"$f":"AVERAGE(M$79:M238)","v":3779.4390135427202},3772.7352461136029,{"$f":"AVERAGE(P$79:P238)","v":3723.4257847154367},null,null,null,null,40098.106041666368,{"$f":"LOOKUP($V238,Data!$A$6:$A$1806,Data!$B$6:$B$1806)","v":59.988998413085937},{"$f":"LOOKUP($V238,Data!$A$6:$A$1806,Data!$C$6:$C$1806)","v":3772.444580078125},{"$f":"LOOKUP($V238,Data!$A$6:$A$1806,Data!$D$6:$D$1806)","v":335},{"$f":"IF($Z$1=\"+\",LOOKUP($V238,Data!$A$6:$A$1806,Data!$E$6:$E$1806)*-1,LOOKUP($V238,Data!$A$6:$A$1806,Data!$E$6:$E$1806))","v":-219.97555541992187},{"$f":"LOOKUP($V238,Data!$A$6:$A$1806,Data!$F$6:$F$1806)","v":0},{"$f":"LOOKUP($V238,Data!$A$6:$A$1806,Data!$G$6:$G$1806)","v":155},{"$f":"LOOKUP($V238,Data!$A$6:$A$1806,Data!$H$6:$H$1806)","v":10},{"$f":"LOOKUP($V238,Data!$A$6:$A$1806,Data!$I$6:$I$1806)","v":0},{"$f":"LOOKUP($V238,Data!$A$6:$A$1806,Data!$J$6:$J$1806)","v":-103},{"$f":"LOOKUP($V238,Data!$A$6:$A$1806,Data!$K$6:$K$1806)","v":7602.3},8.80126953125]
[null,40098.106064814514,{"$f":"LOOKUP(B239,Data!$A$6:$A$1806,Data!B$6:B$1806)","v":59.988998413085937},{"$f":"LOOKUP(B239,Data!$A$6:$A$1806,Data!C$6:C$1806)","v":3772.444580078125},null,null,null,8.80126953125,8.2163055523156903,null,null,0.62417039744535951,3782.4226242805494,{"$f":"AVERAGE(D$79:D239)","v":3764.266941236413},{"$f":"AVERAGE(M$79:M239)","v":3779.4575452864333},3773.359416511048,{"$f":"AVERAGE(P$79:P239)","v":3723.7378699141591},null,null,null,null,40098.106064814514,{"$f":"LOOKUP($V239,Data!$A$6:$A$1806,Data!$B$6:$B$1806)","v":59.988998413085937},{"$f":"LOOKUP($V239,Data!$A$6:$A$1806,Data!$C$6:$C$1806)","v":3772.444580078125},{"$f":"LOOKUP($V239,Data!$A$6:$A$1806,Data!$D$6:$D$1806)","v":335},{"$f":"IF($Z$1=\"+\",LOOKUP($V239,Data!$A$6:$A$1806,Data!$E$6:$E$1806)*-1,LOOKUP($V239,Data!$A$6:$A$1806,Data!$E$6:$E$1806))","v":-219.97555541992187},{"$f":"LOOKUP($V239,Data!$A$6:$A$1806,Data!$F$6:$F$1806)","v":0},{"$f":"LOOKUP($V239,Data!$A$6:$A$1806,Data!$G$6:$G$1806)","v":155},{"$f":"LOOKUP($V239,Data!$A$6:$A$1806,Data!$H$6:$H$1806)","v":10},{"$f":"LOOKUP($V239,Data!$A$6:$A$1806,Data!$I$6:$I$1806)","v":0},{"$f":"LOOKUP($V239,Data!$A$6:$A$1806,Data!$J$6:$J$1806)","v":-103},{"$f":"LOOKUP($V239,Data!$A$6:$A$1806,Data!$K$6:$K$1806)","v":7602.3},8.80126953125]
[null,40098.10608796266,{"$f":"LOOKUP(B240,Data!$A$6:$A$1806,Data!B$6:B$1806)","v":59.983001708984375},{"$f":"LOOKUP(B240,Data!$A$6:$A$1806,Data!C$6:C$1806)","v":3774.66845703125},null,null,null,13.5986328125,10.100120093380198,null,null,0.62417039744535951,3784.9306092190591,{"$f":"AVERAGE(D$79:D240)","v":3764.3311481240353},{"$f":"AVERAGE(M$79:M240)","v":3779.4913296316963},3773.9835869084932,{"$f":"AVERAGE(P$79:P240)","v":3724.0499551128819},null,null,null,null,40098.10608796266,{"$f":"LOOKUP($V240,Data!$A$6:$A$1806,Data!$B$6:$B$1806)","v":59.983001708984375},{"$f":"LOOKUP($V240,Data!$A$6:$A$1806,Data!$C$6:$C$1806)","v":3774.66845703125},{"$f":"LOOKUP($V240,Data!$A$6:$A$1806,Data!$D$6:$D$1806)","v":335},{"$f":"IF($Z$1=\"+\",LOOKUP($V240,Data!$A$6:$A$1806,Data!$E$6:$E$1806)*-1,LOOKUP($V240,Data!$A$6:$A$1806,Data!$E$6:$E$1806))","v":-229.08924865722656},{"$f":"LOOKUP($V240,Data!$A$6:$A$1806,Data!$F$6:$F$1806)","v":0},{"$f":"LOOKUP($V240,Data!$A$6:$A$1806,Data!$G$6:$G$1806)","v":155.5},{"$f":"LOOKUP($V240,Data!$A$6:$A$1806,Data!$H$6:$H$1806)","v":10},{"$f":"LOOKUP($V240,Data!$A$6:$A$1806,Data!$I$6:$I$1806)","v":0},{"$f":"LOOKUP($V240,Data!$A$6:$A$1806,Data!$J$6:$J$1806)","v":-103},{"$f":"LOOKUP($V240,Data!$A$6:$A$1806,Data!$K$6:$K$1806)","v":7602.63},13.5986328125]
[null,40098.106111110807,{"$f":"LOOKUP(B241,Data!$A$6:$A$1806,Data!B$6:B$1806)","v":59.983001708984375},{"$f":"LOOKUP(B241,Data!$A$6:$A$1806,Data!C$6:C$1806)","v":3774.66845703125},null,null,null,13.5986328125,11.324599545072129,null,null,0.62417039744535951,3786.7792590681961,{"$f":"AVERAGE(D$79:D241)","v":3764.394567197086},{"$f":"AVERAGE(M$79:M241)","v":3779.5360408552333},3774.6077573059383,{"$f":"AVERAGE(P$79:P241)","v":3724.3620403116047},null,null,null,null,40098.106111110807,{"$f":"LOOKUP($V241,Data!$A$6:$A$1806,Data!$B$6:$B$1806)","v":59.983001708984375},{"$f":"LOOKUP($V241,Data!$A$6:$A$1806,Data!$C$6:$C$1806)","v":3774.66845703125},{"$f":"LOOKUP($V241,Data!$A$6:$A$1806,Data!$D$6:$D$1806)","v":335},{"$f":"IF($Z$1=\"+\",LOOKUP($V241,Data!$A$6:$A$1806,Data!$E$6:$E$1806)*-1,LOOKUP($V241,Data!$A$6:$A$1806,Data!$E$6:$E$1806))","v":-229.08924865722656},{"$f":"LOOKUP($V241,Data!$A$6:$A$1806,Data!$F$6:$F$1806)","v":0},{"$f":"LOOKUP($V241,Data!$A$6:$A$1806,Data!$G$6:$G$1806)","v":155.5},{"$f":"LOOKUP($V241,Data!$A$6:$A$1806,Data!$H$6:$H$1806)","v":10},{"$f":"LOOKUP($V241,Data!$A$6:$A$1806,Data!$I$6:$I$1806)","v":0},{"$f":"LOOKUP($V241,Data!$A$6:$A$1806,Data!$J$6:$J$1806)","v":-103},{"$f":"LOOKUP($V241,Data!$A$6:$A$1806,Data!$K$6:$K$1806)","v":7602.63},13.5986328125]
[null,40098.106134258953,{"$f":"LOOKUP(B242,Data!$A$6:$A$1806,Data!B$6:B$1806)","v":59.987998962402344},{"$f":"LOOKUP(B242,Data!$A$6:$A$1806,Data!C$6:C$1806)","v":3775.36328125},null,null,null,9.600830078125,10.721280231640634,null,null,0.62417039744535951,3786.8001101522095,{"$f":"AVERAGE(D$79:D242)","v":3764.4614495998476},{"$f":"AVERAGE(M$79:M242)","v":3779.5803339607028},3775.2319277033835,{"$f":"AVERAGE(P$79:P242)","v":3724.674125510327},null,null,null,null,40098.106134258953,{"$f":"LOOKUP($V242,Data!$A$6:$A$1806,Data!$B$6:$B$1806)","v":59.987998962402344},{"$f":"LOOKUP($V242,Data!$A$6:$A$1806,Data!$C$6:$C$1806)","v":3775.36328125},{"$f":"LOOKUP($V242,Data!$A$6:$A$1806,Data!$D$6:$D$1806)","v":335},{"$f":"IF($Z$1=\"+\",LOOKUP($V242,Data!$A$6:$A$1806,Data!$E$6:$E$1806)*-1,LOOKUP($V242,Data!$A$6:$A$1806,Data!$E$6:$E$1806))","v":-229.08924865722656},{"$f":"LOOKUP($V242,Data!$A$6:$A$1806,Data!$F$6:$F$1806)","v":0},{"$f":"LOOKUP($V242,Data!$A$6:$A$1806,Data!$G$6:$G$1806)","v":156},{"$f":"LOOKUP($V242,Data!$A$6:$A$1806,Data!$H$6:$H$1806)","v":10},{"$f":"LOOKUP($V242,Data!$A$6:$A$1806,Data!$I$6:$I$1806)","v":0},{"$f":"LOOKUP($V242,Data!$A$6:$A$1806,Data!$J$6:$J$1806)","v":-103},{"$f":"LOOKUP($V242,Data!$A$6:$A$1806,Data!$K$6:$K$1806)","v":7602.96},9.600830078125]
[null,40098.106157407099,{"$f":"LOOKUP(B243,Data!$A$6:$A$1806,Data!B$6:B$1806)","v":59.987998962402344},{"$f":"LOOKUP(B243,Data!$A$6:$A$1806,Data!C$6:C$1806)","v":3775.36328125},null,null,null,9.600830078125,10.329122677910163,null,null,0.62417039744535951,3787.0321229959241,{"$f":"AVERAGE(D$79:D243)","v":3764.527521306818},{"$f":"AVERAGE(M$79:M243)","v":3779.625496318492},3775.8560981008286,{"$f":"AVERAGE(P$79:P243)","v":3724.9862107090494},null,null,null,null,40098.106157407099,{"$f":"LOOKUP($V243,Data!$A$6:$A$1806,Data!$B$6:$B$1806)","v":59.987998962402344},{"$f":"LOOKUP($V243,Data!$A$6:$A$1806,Data!$C$6:$C$1806)","v":3775.36328125},{"$f":"LOOKUP($V243,Data!$A$6:$A$1806,Data!$D$6:$D$1806)","v":335},{"$f":"IF($Z$1=\"+\",LOOKUP($V243,Data!$A$6:$A$1806,Data!$E$6:$E$1806)*-1,LOOKUP($V243,Data!$A$6:$A$1806,Data!$E$6:$E$1806))","v":-229.08924865722656},{"$f":"LOOKUP($V243,Data!$A$6:$A$1806,Data!$F$6:$F$1806)","v":0},{"$f":"LOOKUP($V243,Data!$A$6:$A$1806,Data!$G$6:$G$1806)","v":156},{"$f":"LOOKUP($V243,Data!$A$6:$A$1806,Data!$H$6:$H$1806)","v":10},{"$f":"LOOKUP($V243,Data!$A$6:$A$1806,Data!$I$6:$I$1806)","v":0},{"$f":"LOOKUP($V243,Data!$A$6:$A$1806,Data!$J$6:$J$1806)","v":-103},{"$f":"LOOKUP($V243,Data!$A$6:$A$1806,Data!$K$6:$K$1806)","v":7602.96},9.600830078125]
[null,40098.106180555245,{"$f":"LOOKUP(B244,Data!$A$6:$A$1806,Data!B$6:B$1806)","v":59.995998382568359},{"$f":"LOOKUP(B244,Data!$A$6:$A$1806,Data!C$6:C$1806)","v":3775.49169921875},null,null,null,3.2012939453125,7.8343826215009811,null,null,0.62417039744535951,3785.16155333696,{"$f":"AVERAGE(D$79:D244)","v":3764.5935705713478},{"$f":"AVERAGE(M$79:M244)","v":3779.6588460595672},3776.4802684982737,{"$f":"AVERAGE(P$79:P244)","v":3725.2982959077722},null,null,null,null,40098.106180555245,{"$f":"LOOKUP($V244,Data!$A$6:$A$1806,Data!$B$6:$B$1806)","v":59.995998382568359},{"$f":"LOOKUP($V244,Data!$A$6:$A$1806,Data!$C$6:$C$1806)","v":3775.49169921875},{"$f":"LOOKUP($V244,Data!$A$6:$A$1806,Data!$D$6:$D$1806)","v":335},{"$f":"IF($Z$1=\"+\",LOOKUP($V244,Data!$A$6:$A$1806,Data!$E$6:$E$1806)*-1,LOOKUP($V244,Data!$A$6:$A$1806,Data!$E$6:$E$1806))","v":-229.08924865722656},{"$f":"LOOKUP($V244,Data!$A$6:$A$1806,Data!$F$6:$F$1806)","v":0},{"$f":"LOOKUP($V244,Data!$A$6:$A$1806,Data!$G$6:$G$1806)","v":156.5},{"$f":"LOOKUP($V244,Data!$A$6:$A$1806,Data!$H$6:$H$1806)","v":10},{"$f":"LOOKUP($V244,Data!$A$6:$A$1806,Data!$I$6:$I$1806)","v":0},{"$f":"LOOKUP($V244,Data!$A$6:$A$1806,Data!$J$6:$J$1806)","v":-103},{"$f":"LOOKUP($V244,Data!$A$6:$A$1806,Data!$K$6:$K$1806)","v":7603.29},3.2012939453125]
[null,40098.106203703392,{"$f":"LOOKUP(B245,Data!$A$6:$A$1806,Data!B$6:B$1806)","v":59.995998382568359},{"$f":"LOOKUP(B245,Data!$A$6:$A$1806,Data!C$6:C$1806)","v":3775.49169921875},null,null,null,3.2012939453125,6.2128015848350131,null,null,0.62417039744535951,3784.164142697739,{"$f":"AVERAGE(D$79:D245)","v":3764.6588288267217},{"$f":"AVERAGE(M$79:M245)","v":3779.6858238837476},3777.1044388957189,{"$f":"AVERAGE(P$79:P245)","v":3725.6103811064945},null,null,null,null,40098.106203703392,{"$f":"LOOKUP($V245,Data!$A$6:$A$1806,Data!$B$6:$B$1806)","v":59.995998382568359},{"$f":"LOOKUP($V245,Data!$A$6:$A$1806,Data!$C$6:$C$1806)","v":3775.49169921875},{"$f":"LOOKUP($V245,Data!$A$6:$A$1806,Data!$D$6:$D$1806)","v":335},{"$f":"IF($Z$1=\"+\",LOOKUP($V245,Data!$A$6:$A$1806,Data!$E$6:$E$1806)*-1,LOOKUP($V245,Data!$A$6:$A$1806,Data!$E$6:$E$1806))","v":-229.08924865722656},{"$f":"LOOKUP($V245,Data!$A$6:$A$1806,Data!$F$6:$F$1806)","v":0},{"$f":"LOOKUP($V245,Data!$A$6:$A$1806,Data!$G$6:$G$1806)","v":156.5},{"$f":"LOOKUP($V245,Data!$A$6:$A$1806,Data!$H$6:$H$1806)","v":10},{"$f":"LOOKUP($V245,Data!$A$6:$A$1806,Data!$I$6:$I$1806)","v":0},{"$f":"LOOKUP($V245,Data!$A$6:$A$1806,Data!$J$6:$J$1806)","v":-103},{"$f":"LOOKUP($V245,Data!$A$6:$A$1806,Data!$K$6:$K$1806)","v":7603.29},3.2012939453125]
[null,40098.106226851538,{"$f":"LOOKUP(B246,Data!$A$6:$A$1806,Data!B$6:B$1806)","v":59.999000549316406},{"$f":"LOOKUP(B246,Data!$A$6:$A$1806,Data!C$6:C$1806)","v":3778.5537109375},null,null,null,0.799560546875,4.3181672215490083,null,null,0.62417039744535951,3782.893678731898,{"$f":"AVERAGE(D$79:D246)","v":3764.7415364583335},{"$f":"AVERAGE(M$79:M246)","v":3779.7049182578435},3777.728609293164,{"$f":"AVERAGE(P$79:P246)","v":3725.9224663052169},null,null,null,null,40098.106226851538,{"$f":"LOOKUP($V246,Data!$A$6:$A$1806,Data!$B$6:$B$1806)","v":59.999000549316406},{"$f":"LOOKUP($V246,Data!$A$6:$A$1806,Data!$C$6:$C$1806)","v":3778.5537109375},{"$f":"LOOKUP($V246,Data!$A$6:$A$1806,Data!$D$6:$D$1806)","v":335},{"$f":"IF($Z$1=\"+\",LOOKUP($V246,Data!$A$6:$A$1806,Data!$E$6:$E$1806)*-1,LOOKUP($V246,Data!$A$6:$A$1806,Data!$E$6:$E$1806))","v":-229.08924865722656},{"$f":"LOOKUP($V246,Data!$A$6:$A$1806,Data!$F$6:$F$1806)","v":0},{"$f":"LOOKUP($V246,Data!$A$6:$A$1806,Data!$G$6:$G$1806)","v":157},{"$f":"LOOKUP($V246,Data!$A$6:$A$1806,Data!$H$6:$H$1806)","v":10},{"$f":"LOOKUP($V246,Data!$A$6:$A$1806,Data!$I$6:$I$1806)","v":0},{"$f":"LOOKUP($V246,Data!$A$6:$A$1806,Data!$J$6:$J$1806)","v":-103},{"$f":"LOOKUP($V246,Data!$A$6:$A$1806,Data!$K$6:$K$1806)","v":7603.62},0.799560546875]
[null,40098.106249999684,{"$f":"LOOKUP(B247,Data!$A$6:$A$1806,Data!B$6:B$1806)","v":59.999000549316406},{"$f":"LOOKUP(B247,Data!$A$6:$A$1806,Data!C$6:C$1806)","v":3778.5537109375},null,null,null,0.799560546875,3.0866548854131057,null,null,0.62417039744535951,3782.2863367932073,{"$f":"AVERAGE(D$79:D247)","v":3764.8232653014052},{"$f":"AVERAGE(M$79:M247)","v":3779.7201929237335},3778.3527796906092,{"$f":"AVERAGE(P$79:P247)","v":3726.2345515039397},null,null,null,null,40098.106249999684,{"$f":"LOOKUP($V247,Data!$A$6:$A$1806,Data!$B$6:$B$1806)","v":59.999000549316406},{"$f":"LOOKUP($V247,Data!$A$6:$A$1806,Data!$C$6:$C$1806)","v":3778.5537109375},{"$f":"LOOKUP($V247,Data!$A$6:$A$1806,Data!$D$6:$D$1806)","v":335},{"$f":"IF($Z$1=\"+\",LOOKUP($V247,Data!$A$6:$A$1806,Data!$E$6:$E$1806)*-1,LOOKUP($V247,Data!$A$6:$A$1806,Data!$E$6:$E$1806))","v":-229.08924865722656},{"$f":"LOOKUP($V247,Data!$A$6:$A$1806,Data!$F$6:$F$1806)","v":0},{"$f":"LOOKUP($V247,Data!$A$6:$A$1806,Data!$G$6:$G$1806)","v":157},{"$f":"LOOKUP($V247,Data!$A$6:$A$1806,Data!$H$6:$H$1806)","v":10},{"$f":"LOOKUP($V247,Data!$A$6:$A$1806,Data!$I$6:$I$1806)","v":0},{"$f":"LOOKUP($V247,Data!$A$6:$A$1806,Data!$J$6:$J$1806)","v":-103},{"$f":"LOOKUP($V247,Data!$A$6:$A$1806,Data!$K$6:$K$1806)","v":7603.62},0.799560546875]
[null,40098.106273147831,{"$f":"LOOKUP(B248,Data!$A$6:$A$1806,Data!B$6:B$1806)","v":59.999000549316406},{"$f":"LOOKUP(B248,Data!$A$6:$A$1806,Data!C$6:C$1806)","v":3781.255859375},null,null,null,0.799560546875,2.2861718669247688,null,null,0.62417039744535951,3782.1100241721642,{"$f":"AVERAGE(D$79:D248)","v":3764.9199276194854},{"$f":"AVERAGE(M$79:M248)","v":3779.7342507546064},3778.9769500880543,{"$f":"AVERAGE(P$79:P248)","v":3726.5466367026625},null,null,null,null,40098.106273147831,{"$f":"LOOKUP($V248,Data!$A$6:$A$1806,Data!$B$6:$B$1806)","v":59.999000549316406},{"$f":"LOOKUP($V248,Data!$A$6:$A$1806,Data!$C$6:$C$1806)","v":3781.255859375},{"$f":"LOOKUP($V248,Data!$A$6:$A$1806,Data!$D$6:$D$1806)","v":335},{"$f":"IF($Z$1=\"+\",LOOKUP($V248,Data!$A$6:$A$1806,Data!$E$6:$E$1806)*-1,LOOKUP($V248,Data!$A$6:$A$1806,Data!$E$6:$E$1806))","v":-229.08924865722656},{"$f":"LOOKUP($V248,Data!$A$6:$A$1806,Data!$F$6:$F$1806)","v":0},{"$f":"LOOKUP($V248,Data!$A$6:$A$1806,Data!$G$6:$G$1806)","v":157.5},{"$f":"LOOKUP($V248,Data!$A$6:$A$1806,Data!$H$6:$H$1806)","v":10},{"$f":"LOOKUP($V248,Data!$A$6:$A$1806,Data!$I$6:$I$1806)","v":0},{"$f":"LOOKUP($V248,Data!$A$6:$A$1806,Data!$J$6:$J$1806)","v":-103},{"$f":"LOOKUP($V248,Data!$A$6:$A$1806,Data!$K$6:$K$1806)","v":7603.95},0.799560546875]
[null,40098.106296295977,{"$f":"LOOKUP(B249,Data!$A$6:$A$1806,Data!B$6:B$1806)","v":59.999000549316406},{"$f":"LOOKUP(B249,Data!$A$6:$A$1806,Data!C$6:C$1806)","v":3781.255859375},null,null,null,0.799560546875,1.7658579049073497,null,null,0.62417039744535951,3782.2138806075918,{"$f":"AVERAGE(D$79:D249)","v":3765.0154593841376},{"$f":"AVERAGE(M$79:M249)","v":3779.7487515139806},3779.6011204854995,{"$f":"AVERAGE(P$79:P249)","v":3726.8587219013848},null,null,null,null,40098.106296295977,{"$f":"LOOKUP($V249,Data!$A$6:$A$1806,Data!$B$6:$B$1806)","v":59.999000549316406},{"$f":"LOOKUP($V249,Data!$A$6:$A$1806,Data!$C$6:$C$1806)","v":3781.255859375},{"$f":"LOOKUP($V249,Data!$A$6:$A$1806,Data!$D$6:$D$1806)","v":335},{"$f":"IF($Z$1=\"+\",LOOKUP($V249,Data!$A$6:$A$1806,Data!$E$6:$E$1806)*-1,LOOKUP($V249,Data!$A$6:$A$1806,Data!$E$6:$E$1806))","v":-229.08924865722656},{"$f":"LOOKUP($V249,Data!$A$6:$A$1806,Data!$F$6:$F$1806)","v":0},{"$f":"LOOKUP($V249,Data!$A$6:$A$1806,Data!$G$6:$G$1806)","v":157.5},{"$f":"LOOKUP($V249,Data!$A$6:$A$1806,Data!$H$6:$H$1806)","v":10},{"$f":"LOOKUP($V249,Data!$A$6:$A$1806,Data!$I$6:$I$1806)","v":0},{"$f":"LOOKUP($V249,Data!$A$6:$A$1806,Data!$J$6:$J$1806)","v":-103},{"$f":"LOOKUP($V249,Data!$A$6:$A$1806,Data!$K$6:$K$1806)","v":7603.95},0.799560546875]
[null,40098.106319444123,{"$f":"LOOKUP(B250,Data!$A$6:$A$1806,Data!B$6:B$1806)","v":59.999000549316406},{"$f":"LOOKUP(B250,Data!$A$6:$A$1806,Data!C$6:C$1806)","v":3783.092041015625},null,null,null,0.799560546875,1.4276538295960273,null,null,0.62417039744535951,3782.4998469297257,{"$f":"AVERAGE(D$79:D250)","v":3765.1205557889716},{"$f":"AVERAGE(M$79:M250)","v":3779.7647462547698},3780.2252908829446,{"$f":"AVERAGE(P$79:P250)","v":3727.1708071001076},null,null,null,null,40098.106319444123,{"$f":"LOOKUP($V250,Data!$A$6:$A$1806,Data!$B$6:$B$1806)","v":59.999000549316406},{"$f":"LOOKUP($V250,Data!$A$6:$A$1806,Data!$C$6:$C$1806)","v":3783.092041015625},{"$f":"LOOKUP($V250,Data!$A$6:$A$1806,Data!$D$6:$D$1806)","v":335},{"$f":"IF($Z$1=\"+\",LOOKUP($V250,Data!$A$6:$A$1806,Data!$E$6:$E$1806)*-1,LOOKUP($V250,Data!$A$6:$A$1806,Data!$E$6:$E$1806))","v":-229.66326904296875},{"$f":"LOOKUP($V250,Data!$A$6:$A$1806,Data!$F$6:$F$1806)","v":0},{"$f":"LOOKUP($V250,Data!$A$6:$A$1806,Data!$G$6:$G$1806)","v":158},{"$f":"LOOKUP($V250,Data!$A$6:$A$1806,Data!$H$6:$H$1806)","v":10},{"$f":"LOOKUP($V250,Data!$A$6:$A$1806,Data!$I$6:$I$1806)","v":0},{"$f":"LOOKUP($V250,Data!$A$6:$A$1806,Data!$J$6:$J$1806)","v":-103},{"$f":"LOOKUP($V250,Data!$A$6:$A$1806,Data!$K$6:$K$1806)","v":7604.28},0.799560546875]
[null,40098.106342592269,{"$f":"LOOKUP(B251,Data!$A$6:$A$1806,Data!B$6:B$1806)","v":59.999000549316406},{"$f":"LOOKUP(B251,Data!$A$6:$A$1806,Data!C$6:C$1806)","v":3783.092041015625},null,null,null,0.799560546875,1.2078211806436676,null,null,0.62417039744535951,3782.9041846782184,{"$f":"AVERAGE(D$79:D251)","v":3765.224437206467},{"$f":"AVERAGE(M$79:M251)","v":3779.7828932976795},3780.8494612803897,{"$f":"AVERAGE(P$79:P251)","v":3727.4828922988299},null,null,null,null,40098.106342592269,{"$f":"LOOKUP($V251,Data!$A$6:$A$1806,Data!$B$6:$B$1806)","v":59.999000549316406},{"$f":"LOOKUP($V251,Data!$A$6:$A$1806,Data!$C$6:$C$1806)","v":3783.092041015625},{"$f":"LOOKUP($V251,Data!$A$6:$A$1806,Data!$D$6:$D$1806)","v":335},{"$f":"IF($Z$1=\"+\",LOOKUP($V251,Data!$A$6:$A$1806,Data!$E$6:$E$1806)*-1,LOOKUP($V251,Data!$A$6:$A$1806,Data!$E$6:$E$1806))","v":-229.66326904296875},{"$f":"LOOKUP($V251,Data!$A$6:$A$1806,Data!$F$6:$F$1806)","v":0},{"$f":"LOOKUP($V251,Data!$A$6:$A$1806,Data!$G$6:$G$1806)","v":158},{"$f":"LOOKUP($V251,Data!$A$6:$A$1806,Data!$H$6:$H$1806)","v":10},{"$f":"LOOKUP($V251,Data!$A$6:$A$1806,Data!$I$6:$I$1806)","v":0},{"$f":"LOOKUP($V251,Data!$A$6:$A$1806,Data!$J$6:$J$1806)","v":-103},{"$f":"LOOKUP($V251,Data!$A$6:$A$1806,Data!$K$6:$K$1806)","v":7604.28},0.799560546875]
[null,40098.106365740416,{"$f":"LOOKUP(B252,Data!$A$6:$A$1806,Data!B$6:B$1806)","v":60.005001068115234},{"$f":"LOOKUP(B252,Data!$A$6:$A$1806,Data!C$6:C$1806)","v":3784.4208984375},null,null,null,-4.0008544921875,-0.61521530484724107,null,null,0,3781.0811481927276,{"$f":"AVERAGE(D$79:D252)","v":3765.3347616963001},{"$f":"AVERAGE(M$79:M252)","v":3779.790354532709},3780.8494612803897,{"$f":"AVERAGE(P$79:P252)","v":3727.7913695761799},null,null,null,null,40098.106365740416,{"$f":"LOOKUP($V252,Data!$A$6:$A$1806,Data!$B$6:$B$1806)","v":60.005001068115234},{"$f":"LOOKUP($V252,Data!$A$6:$A$1806,Data!$C$6:$C$1806)","v":3784.4208984375},{"$f":"LOOKUP($V252,Data!$A$6:$A$1806,Data!$D$6:$D$1806)","v":335},{"$f":"IF($Z$1=\"+\",LOOKUP($V252,Data!$A$6:$A$1806,Data!$E$6:$E$1806)*-1,LOOKUP($V252,Data!$A$6:$A$1806,Data!$E$6:$E$1806))","v":-229.66326904296875},{"$f":"LOOKUP($V252,Data!$A$6:$A$1806,Data!$F$6:$F$1806)","v":0},{"$f":"LOOKUP($V252,Data!$A$6:$A$1806,Data!$G$6:$G$1806)","v":158.5},{"$f":"LOOKUP($V252,Data!$A$6:$A$1806,Data!$H$6:$H$1806)","v":10},{"$f":"LOOKUP($V252,Data!$A$6:$A$1806,Data!$I$6:$I$1806)","v":0},{"$f":"LOOKUP($V252,Data!$A$6:$A$1806,Data!$J$6:$J$1806)","v":-103},{"$f":"LOOKUP($V252,Data!$A$6:$A$1806,Data!$K$6:$K$1806)","v":7604.61},-4.0008544921875]
[null,40098.106388888562,{"$f":"LOOKUP(B253,Data!$A$6:$A$1806,Data!B$6:B$1806)","v":60.005001068115234},{"$f":"LOOKUP(B253,Data!$A$6:$A$1806,Data!C$6:C$1806)","v":3784.4208984375},null,null,null,-4.0008544921875,-1.8001890204163318,null,null,0,3779.8961744771586,{"$f":"AVERAGE(D$79:D253)","v":3765.4438253348212},{"$f":"AVERAGE(M$79:M253)","v":3779.7909592181059},3780.8494612803897,{"$f":"AVERAGE(P$79:P253)","v":3728.0963011376984},null,null,null,null,40098.106388888562,{"$f":"LOOKUP($V253,Data!$A$6:$A$1806,Data!$B$6:$B$1806)","v":60.005001068115234},{"$f":"LOOKUP($V253,Data!$A$6:$A$1806,Data!$C$6:$C$1806)","v":3784.4208984375},{"$f":"LOOKUP($V253,Data!$A$6:$A$1806,Data!$D$6:$D$1806)","v":335},{"$f":"IF($Z$1=\"+\",LOOKUP($V253,Data!$A$6:$A$1806,Data!$E$6:$E$1806)*-1,LOOKUP($V253,Data!$A$6:$A$1806,Data!$E$6:$E$1806))","v":-229.66326904296875},{"$f":"LOOKUP($V253,Data!$A$6:$A$1806,Data!$F$6:$F$1806)","v":0},{"$f":"LOOKUP($V253,Data!$A$6:$A$1806,Data!$G$6:$G$1806)","v":158.5},{"$f":"LOOKUP($V253,Data!$A$6:$A$1806,Data!$H$6:$H$1806)","v":10},{"$f":"LOOKUP($V253,Data!$A$6:$A$1806,Data!$I$6:$I$1806)","v":0},{"$f":"LOOKUP($V253,Data!$A$6:$A$1806,Data!$J$6:$J$1806)","v":-103},{"$f":"LOOKUP($V253,Data!$A$6:$A$1806,Data!$K$6:$K$1806)","v":7604.61},-4.0008544921875]
[null,40098.106412036708,{"$f":"LOOKUP(B254,Data!$A$6:$A$1806,Data!B$6:B$1806)","v":60.007999420166016},{"$f":"LOOKUP(B254,Data!$A$6:$A$1806,Data!C$6:C$1806)","v":3785.462646484375},null,null,null,-6.3995361328125,-3.409960509754991,null,null,0,3778.2864029878201,{"$f":"AVERAGE(D$79:D254)","v":3765.5575686368074},{"$f":"AVERAGE(M$79:M254)","v":3779.7824106031608},3780.8494612803897,{"$f":"AVERAGE(P$79:P254)","v":3728.3977477670855},null,null,null,null,40098.106412036708,{"$f":"LOOKUP($V254,Data!$A$6:$A$1806,Data!$B$6:$B$1806)","v":60.007999420166016},{"$f":"LOOKUP($V254,Data!$A$6:$A$1806,Data!$C$6:$C$1806)","v":3785.462646484375},{"$f":"LOOKUP($V254,Data!$A$6:$A$1806,Data!$D$6:$D$1806)","v":335},{"$f":"IF($Z$1=\"+\",LOOKUP($V254,Data!$A$6:$A$1806,Data!$E$6:$E$1806)*-1,LOOKUP($V254,Data!$A$6:$A$1806,Data!$E$6:$E$1806))","v":-229.66326904296875},{"$f":"LOOKUP($V254,Data!$A$6:$A$1806,Data!$F$6:$F$1806)","v":0},{"$f":"LOOKUP($V254,Data!$A$6:$A$1806,Data!$G$6:$G$1806)","v":159},{"$f":"LOOKUP($V254,Data!$A$6:$A$1806,Data!$H$6:$H$1806)","v":10},{"$f":"LOOKUP($V254,Data!$A$6:$A$1806,Data!$I$6:$I$1806)","v":0},{"$f":"LOOKUP($V254,Data!$A$6:$A$1806,Data!$J$6:$J$1806)","v":-103},{"$f":"LOOKUP($V254,Data!$A$6:$A$1806,Data!$K$6:$K$1806)","v":7604.94},-6.3995361328125]
[null,40098.106435184854,{"$f":"LOOKUP(B255,Data!$A$6:$A$1806,Data!B$6:B$1806)","v":60.007999420166016},{"$f":"LOOKUP(B255,Data!$A$6:$A$1806,Data!C$6:C$1806)","v":3785.462646484375},null,null,null,-6.3995361328125,-4.456311977825119,null,null,0,3777.2400515197501,{"$f":"AVERAGE(D$79:D255)","v":3765.6700267037431},{"$f":"AVERAGE(M$79:M255)","v":3779.7680469925199},3780.8494612803897,{"$f":"AVERAGE(P$79:P255)","v":3728.695768866593},null,null,null,null,40098.106435184854,{"$f":"LOOKUP($V255,Data!$A$6:$A$1806,Data!$B$6:$B$1806)","v":60.007999420166016},{"$f":"LOOKUP($V255,Data!$A$6:$A$1806,Data!$C$6:$C$1806)","v":3785.462646484375},{"$f":"LOOKUP($V255,Data!$A$6:$A$1806,Data!$D$6:$D$1806)","v":335},{"$f":"IF($Z$1=\"+\",LOOKUP($V255,Data!$A$6:$A$1806,Data!$E$6:$E$1806)*-1,LOOKUP($V255,Data!$A$6:$A$1806,Data!$E$6:$E$1806))","v":-229.66326904296875},{"$f":"LOOKUP($V255,Data!$A$6:$A$1806,Data!$F$6:$F$1806)","v":0},{"$f":"LOOKUP($V255,Data!$A$6:$A$1806,Data!$G$6:$G$1806)","v":159},{"$f":"LOOKUP($V255,Data!$A$6:$A$1806,Data!$H$6:$H$1806)","v":10},{"$f":"LOOKUP($V255,Data!$A$6:$A$1806,Data!$I$6:$I$1806)","v":0},{"$f":"LOOKUP($V255,Data!$A$6:$A$1806,Data!$J$6:$J$1806)","v":-103},{"$f":"LOOKUP($V255,Data!$A$6:$A$1806,Data!$K$6:$K$1806)","v":7604.94},-6.3995361328125]
[null,40098.106458333001,{"$f":"LOOKUP(B256,Data!$A$6:$A$1806,Data!B$6:B$1806)","v":60.013999938964844},{"$f":"LOOKUP(B256,Data!$A$6:$A$1806,Data!C$6:C$1806)","v":3786.30419921875},null,null,null,-11.199951171875,-6.8165856957425772,null,null,0,3774.8797778018325,{"$f":"AVERAGE(D$79:D256)","v":3765.7859490212431},{"$f":"AVERAGE(M$79:M256)","v":3779.7405848060553},3780.8494612803897,{"$f":"AVERAGE(P$79:P256)","v":3728.9904224960492},null,null,null,null,40098.106458333001,{"$f":"LOOKUP($V256,Data!$A$6:$A$1806,Data!$B$6:$B$1806)","v":60.013999938964844},{"$f":"LOOKUP($V256,Data!$A$6:$A$1806,Data!$C$6:$C$1806)","v":3786.30419921875},{"$f":"LOOKUP($V256,Data!$A$6:$A$1806,Data!$D$6:$D$1806)","v":335},{"$f":"IF($Z$1=\"+\",LOOKUP($V256,Data!$A$6:$A$1806,Data!$E$6:$E$1806)*-1,LOOKUP($V256,Data!$A$6:$A$1806,Data!$E$6:$E$1806))","v":-229.66326904296875},{"$f":"LOOKUP($V256,Data!$A$6:$A$1806,Data!$F$6:$F$1806)","v":0},{"$f":"LOOKUP($V256,Data!$A$6:$A$1806,Data!$G$6:$G$1806)","v":159.5},{"$f":"LOOKUP($V256,Data!$A$6:$A$1806,Data!$H$6:$H$1806)","v":10},{"$f":"LOOKUP($V256,Data!$A$6:$A$1806,Data!$I$6:$I$1806)","v":0},{"$f":"LOOKUP($V256,Data!$A$6:$A$1806,Data!$J$6:$J$1806)","v":-103},{"$f":"LOOKUP($V256,Data!$A$6:$A$1806,Data!$K$6:$K$1806)","v":7605.27},-11.199951171875]
[null,40098.106481481147,{"$f":"LOOKUP(B257,Data!$A$6:$A$1806,Data!B$6:B$1806)","v":60.013999938964844},{"$f":"LOOKUP(B257,Data!$A$6:$A$1806,Data!C$6:C$1806)","v":3786.30419921875},null,null,null,-11.199951171875,-8.3507636123889242,null,null,0,3773.3455998851859,{"$f":"AVERAGE(D$79:D257)","v":3765.9005761173185},{"$f":"AVERAGE(M$79:M257)","v":3779.7048586333131},3780.8494612803897,{"$f":"AVERAGE(P$79:P257)","v":3729.2817654105679},null,null,null,null,40098.106481481147,{"$f":"LOOKUP($V257,Data!$A$6:$A$1806,Data!$B$6:$B$1806)","v":60.013999938964844},{"$f":"LOOKUP($V257,Data!$A$6:$A$1806,Data!$C$6:$C$1806)","v":3786.30419921875},{"$f":"LOOKUP($V257,Data!$A$6:$A$1806,Data!$D$6:$D$1806)","v":335},{"$f":"IF($Z$1=\"+\",LOOKUP($V257,Data!$A$6:$A$1806,Data!$E$6:$E$1806)*-1,LOOKUP($V257,Data!$A$6:$A$1806,Data!$E$6:$E$1806))","v":-229.66326904296875},{"$f":"LOOKUP($V257,Data!$A$6:$A$1806,Data!$F$6:$F$1806)","v":0},{"$f":"LOOKUP($V257,Data!$A$6:$A$1806,Data!$G$6:$G$1806)","v":159.5},{"$f":"LOOKUP($V257,Data!$A$6:$A$1806,Data!$H$6:$H$1806)","v":10},{"$f":"LOOKUP($V257,Data!$A$6:$A$1806,Data!$I$6:$I$1806)","v":0},{"$f":"LOOKUP($V257,Data!$A$6:$A$1806,Data!$J$6:$J$1806)","v":-103},{"$f":"LOOKUP($V257,Data!$A$6:$A$1806,Data!$K$6:$K$1806)","v":7605.27},-11.199951171875]
[null,40098.106504629293,{"$f":"LOOKUP(B258,Data!$A$6:$A$1806,Data!B$6:B$1806)","v":60.019001007080078},{"$f":"LOOKUP(B258,Data!$A$6:$A$1806,Data!C$6:C$1806)","v":3787.515869140625},null,null,null,-15.2008056640625,-10.748278330474676,null,null,0,3770.9480851671001,{"$f":"AVERAGE(D$79:D258)","v":3766.020661078559},{"$f":"AVERAGE(M$79:M258)","v":3779.6562098918339},3780.8494612803897,{"$f":"AVERAGE(P$79:P258)","v":3729.5698530969917},null,null,null,null,40098.106504629293,{"$f":"LOOKUP($V258,Data!$A$6:$A$1806,Data!$B$6:$B$1806)","v":60.019001007080078},{"$f":"LOOKUP($V258,Data!$A$6:$A$1806,Data!$C$6:$C$1806)","v":3787.515869140625},{"$f":"LOOKUP($V258,Data!$A$6:$A$1806,Data!$D$6:$D$1806)","v":335},{"$f":"IF($Z$1=\"+\",LOOKUP($V258,Data!$A$6:$A$1806,Data!$E$6:$E$1806)*-1,LOOKUP($V258,Data!$A$6:$A$1806,Data!$E$6:$E$1806))","v":-229.66326904296875},{"$f":"LOOKUP($V258,Data!$A$6:$A$1806,Data!$F$6:$F$1806)","v":0},{"$f":"LOOKUP($V258,Data!$A$6:$A$1806,Data!$G$6:$G$1806)","v":160},{"$f":"LOOKUP($V258,Data!$A$6:$A$1806,Data!$H$6:$H$1806)","v":10},{"$f":"LOOKUP($V258,Data!$A$6:$A$1806,Data!$I$6:$I$1806)","v":0},{"$f":"LOOKUP($V258,Data!$A$6:$A$1806,Data!$J$6:$J$1806)","v":-103},{"$f":"LOOKUP($V258,Data!$A$6:$A$1806,Data!$K$6:$K$1806)","v":7605.6},-15.2008056640625]
[null,40098.10652777744,{"$f":"LOOKUP(B259,Data!$A$6:$A$1806,Data!B$6:B$1806)","v":60.019001007080078},{"$f":"LOOKUP(B259,Data!$A$6:$A$1806,Data!C$6:C$1806)","v":3787.515869140625},null,null,null,-15.2008056640625,-12.306662897230414,null,null,0,3769.3897006003444,{"$f":"AVERAGE(D$79:D259)","v":3766.1394191341506},{"$f":"AVERAGE(M$79:M259)","v":3779.5994888460245},3780.8494612803897,{"$f":"AVERAGE(P$79:P259)","v":3729.8547398091218},null,null,null,null,40098.10652777744,{"$f":"LOOKUP($V259,Data!$A$6:$A$1806,Data!$B$6:$B$1806)","v":60.019001007080078},{"$f":"LOOKUP($V259,Data!$A$6:$A$1806,Data!$C$6:$C$1806)","v":3787.515869140625},{"$f":"LOOKUP($V259,Data!$A$6:$A$1806,Data!$D$6:$D$1806)","v":335},{"$f":"IF($Z$1=\"+\",LOOKUP($V259,Data!$A$6:$A$1806,Data!$E$6:$E$1806)*-1,LOOKUP($V259,Data!$A$6:$A$1806,Data!$E$6:$E$1806))","v":-229.66326904296875},{"$f":"LOOKUP($V259,Data!$A$6:$A$1806,Data!$F$6:$F$1806)","v":0},{"$f":"LOOKUP($V259,Data!$A$6:$A$1806,Data!$G$6:$G$1806)","v":160},{"$f":"LOOKUP($V259,Data!$A$6:$A$1806,Data!$H$6:$H$1806)","v":10},{"$f":"LOOKUP($V259,Data!$A$6:$A$1806,Data!$I$6:$I$1806)","v":0},{"$f":"LOOKUP($V259,Data!$A$6:$A$1806,Data!$J$6:$J$1806)","v":-103},{"$f":"LOOKUP($V259,Data!$A$6:$A$1806,Data!$K$6:$K$1806)","v":7605.6},-15.2008056640625]
[null,40098.106550925586,{"$f":"LOOKUP(B260,Data!$A$6:$A$1806,Data!B$6:B$1806)","v":60.016998291015625},{"$f":"LOOKUP(B260,Data!$A$6:$A$1806,Data!C$6:C$1806)","v":3788.0302734375},null,null,null,-13.5986328125,-12.758852367574768,null,null,0,3768.9375111300001,{"$f":"AVERAGE(D$79:D260)","v":3766.2596985533996},{"$f":"AVERAGE(M$79:M260)","v":3779.5409065508816},3780.8494612803897,{"$f":"AVERAGE(P$79:P260)","v":3730.1364786017807},null,null,null,null,40098.106550925586,{"$f":"LOOKUP($V260,Data!$A$6:$A$1806,Data!$B$6:$B$1806)","v":60.016998291015625},{"$f":"LOOKUP($V260,Data!$A$6:$A$1806,Data!$C$6:$C$1806)","v":3788.0302734375},{"$f":"LOOKUP($V260,Data!$A$6:$A$1806,Data!$D$6:$D$1806)","v":335},{"$f":"IF($Z$1=\"+\",LOOKUP($V260,Data!$A$6:$A$1806,Data!$E$6:$E$1806)*-1,LOOKUP($V260,Data!$A$6:$A$1806,Data!$E$6:$E$1806))","v":-229.23385620117187},{"$f":"LOOKUP($V260,Data!$A$6:$A$1806,Data!$F$6:$F$1806)","v":0},{"$f":"LOOKUP($V260,Data!$A$6:$A$1806,Data!$G$6:$G$1806)","v":160.5},{"$f":"LOOKUP($V260,Data!$A$6:$A$1806,Data!$H$6:$H$1806)","v":10},{"$f":"LOOKUP($V260,Data!$A$6:$A$1806,Data!$I$6:$I$1806)","v":0},{"$f":"LOOKUP($V260,Data!$A$6:$A$1806,Data!$J$6:$J$1806)","v":-103},{"$f":"LOOKUP($V260,Data!$A$6:$A$1806,Data!$K$6:$K$1806)","v":7605.93},-13.5986328125]
[null,40098.106574073732,{"$f":"LOOKUP(B261,Data!$A$6:$A$1806,Data!B$6:B$1806)","v":60.016998291015625},{"$f":"LOOKUP(B261,Data!$A$6:$A$1806,Data!C$6:C$1806)","v":3788.0302734375},null,null,null,-13.5986328125,-13.0527755232986,null,null,0,3768.6435879742762,{"$f":"AVERAGE(D$79:D261)","v":3766.3786634434769},{"$f":"AVERAGE(M$79:M261)","v":3779.481358361938},3780.8494612803897,{"$f":"AVERAGE(P$79:P261)","v":3730.415121363751},null,null,null,null,40098.106574073732,{"$f":"LOOKUP($V261,Data!$A$6:$A$1806,Data!$B$6:$B$1806)","v":60.016998291015625},{"$f":"LOOKUP($V261,Data!$A$6:$A$1806,Data!$C$6:$C$1806)","v":3788.0302734375},{"$f":"LOOKUP($V261,Data!$A$6:$A$1806,Data!$D$6:$D$1806)","v":335},{"$f":"IF($Z$1=\"+\",LOOKUP($V261,Data!$A$6:$A$1806,Data!$E$6:$E$1806)*-1,LOOKUP($V261,Data!$A$6:$A$1806,Data!$E$6:$E$1806))","v":-229.23385620117187},{"$f":"LOOKUP($V261,Data!$A$6:$A$1806,Data!$F$6:$F$1806)","v":0},{"$f":"LOOKUP($V261,Data!$A$6:$A$1806,Data!$G$6:$G$1806)","v":160.5},{"$f":"LOOKUP($V261,Data!$A$6:$A$1806,Data!$H$6:$H$1806)","v":10},{"$f":"LOOKUP($V261,Data!$A$6:$A$1806,Data!$I$6:$I$1806)","v":0},{"$f":"LOOKUP($V261,Data!$A$6:$A$1806,Data!$J$6:$J$1806)","v":-103},{"$f":"LOOKUP($V261,Data!$A$6:$A$1806,Data!$K$6:$K$1806)","v":7605.93},-13.5986328125]
[null,40098.106597221878,{"$f":"LOOKUP(B262,Data!$A$6:$A$1806,Data!B$6:B$1806)","v":60.019001007080078},{"$f":"LOOKUP(B262,Data!$A$6:$A$1806,Data!C$6:C$1806)","v":3789.2158203125},null,null,null,-15.2008056640625,-13.804586072565964,null,null,0,3767.891777425009,{"$f":"AVERAGE(D$79:D262)","v":3766.5027784264607},{"$f":"AVERAGE(M$79:M262)","v":3779.4183715090198},3780.8494612803897,{"$f":"AVERAGE(P$79:P262)","v":3730.6907188496343},null,null,null,null,40098.106597221878,{"$f":"LOOKUP($V262,Data!$A$6:$A$1806,Data!$B$6:$B$1806)","v":60.019001007080078},{"$f":"LOOKUP($V262,Data!$A$6:$A$1806,Data!$C$6:$C$1806)","v":3789.2158203125},{"$f":"LOOKUP($V262,Data!$A$6:$A$1806,Data!$D$6:$D$1806)","v":335},{"$f":"IF($Z$1=\"+\",LOOKUP($V262,Data!$A$6:$A$1806,Data!$E$6:$E$1806)*-1,LOOKUP($V262,Data!$A$6:$A$1806,Data!$E$6:$E$1806))","v":-229.23385620117187},{"$f":"LOOKUP($V262,Data!$A$6:$A$1806,Data!$F$6:$F$1806)","v":0},{"$f":"LOOKUP($V262,Data!$A$6:$A$1806,Data!$G$6:$G$1806)","v":161},{"$f":"LOOKUP($V262,Data!$A$6:$A$1806,Data!$H$6:$H$1806)","v":10},{"$f":"LOOKUP($V262,Data!$A$6:$A$1806,Data!$I$6:$I$1806)","v":0},{"$f":"LOOKUP($V262,Data!$A$6:$A$1806,Data!$J$6:$J$1806)","v":-103},{"$f":"LOOKUP($V262,Data!$A$6:$A$1806,Data!$K$6:$K$1806)","v":7606.26},-15.2008056640625]
[null,40098.106620370025,{"$f":"LOOKUP(B263,Data!$A$6:$A$1806,Data!B$6:B$1806)","v":60.019001007080078},{"$f":"LOOKUP(B263,Data!$A$6:$A$1806,Data!C$6:C$1806)","v":3789.2158203125},null,null,null,-15.2008056640625,-14.293262929589751,null,null,0,3767.4031005679853,{"$f":"AVERAGE(D$79:D263)","v":3766.6255516258448},{"$f":"AVERAGE(M$79:M263)","v":3779.3534240985277},3780.8494612803897,{"$f":"AVERAGE(P$79:P263)","v":3730.9633207106708},null,null,null,null,40098.106620370025,{"$f":"LOOKUP($V263,Data!$A$6:$A$1806,Data!$B$6:$B$1806)","v":60.019001007080078},{"$f":"LOOKUP($V263,Data!$A$6:$A$1806,Data!$C$6:$C$1806)","v":3789.2158203125},{"$f":"LOOKUP($V263,Data!$A$6:$A$1806,Data!$D$6:$D$1806)","v":335},{"$f":"IF($Z$1=\"+\",LOOKUP($V263,Data!$A$6:$A$1806,Data!$E$6:$E$1806)*-1,LOOKUP($V263,Data!$A$6:$A$1806,Data!$E$6:$E$1806))","v":-229.23385620117187},{"$f":"LOOKUP($V263,Data!$A$6:$A$1806,Data!$F$6:$F$1806)","v":0},{"$f":"LOOKUP($V263,Data!$A$6:$A$1806,Data!$G$6:$G$1806)","v":161},{"$f":"LOOKUP($V263,Data!$A$6:$A$1806,Data!$H$6:$H$1806)","v":10},{"$f":"LOOKUP($V263,Data!$A$6:$A$1806,Data!$I$6:$I$1806)","v":0},{"$f":"LOOKUP($V263,Data!$A$6:$A$1806,Data!$J$6:$J$1806)","v":-103},{"$f":"LOOKUP($V263,Data!$A$6:$A$1806,Data!$K$6:$K$1806)","v":7606.26},-15.2008056640625]
[null,40098.106643518171,{"$f":"LOOKUP(B264,Data!$A$6:$A$1806,Data!B$6:B$1806)","v":60.023998260498047},{"$f":"LOOKUP(B264,Data!$A$6:$A$1806,Data!C$6:C$1806)","v":3785.841796875},null,null,null,-19.1986083984375,-16.010133843686464,null,null,0,3765.6862296538889,{"$f":"AVERAGE(D$79:D264)","v":3766.7288647723453},{"$f":"AVERAGE(M$79:M264)","v":3779.2799445585028},3780.8494612803897,{"$f":"AVERAGE(P$79:P264)","v":3731.2329755245614},null,null,null,null,40098.106643518171,{"$f":"LOOKUP($V264,Data!$A$6:$A$1806,Data!$B$6:$B$1806)","v":60.023998260498047},{"$f":"LOOKUP($V264,Data!$A$6:$A$1806,Data!$C$6:$C$1806)","v":3785.841796875},{"$f":"LOOKUP($V264,Data!$A$6:$A$1806,Data!$D$6:$D$1806)","v":335},{"$f":"IF($Z$1=\"+\",LOOKUP($V264,Data!$A$6:$A$1806,Data!$E$6:$E$1806)*-1,LOOKUP($V264,Data!$A$6:$A$1806,Data!$E$6:$E$1806))","v":-229.23385620117187},{"$f":"LOOKUP($V264,Data!$A$6:$A$1806,Data!$F$6:$F$1806)","v":0},{"$f":"LOOKUP($V264,Data!$A$6:$A$1806,Data!$G$6:$G$1806)","v":161.5},{"$f":"LOOKUP($V264,Data!$A$6:$A$1806,Data!$H$6:$H$1806)","v":10},{"$f":"LOOKUP($V264,Data!$A$6:$A$1806,Data!$I$6:$I$1806)","v":0},{"$f":"LOOKUP($V264,Data!$A$6:$A$1806,Data!$J$6:$J$1806)","v":-103},{"$f":"LOOKUP($V264,Data!$A$6:$A$1806,Data!$K$6:$K$1806)","v":7606.59},-19.1986083984375]
[null,40098.106666666317,{"$f":"LOOKUP(B265,Data!$A$6:$A$1806,Data!B$6:B$1806)","v":60.023998260498047},{"$f":"LOOKUP(B265,Data!$A$6:$A$1806,Data!C$6:C$1806)","v":3785.841796875},null,null,null,-19.1986083984375,-17.126099937849325,null,null,0,3764.5702635597258,{"$f":"AVERAGE(D$79:D265)","v":3766.8310729654077},{"$f":"AVERAGE(M$79:M265)","v":3779.2012831627871},3780.8494612803897,{"$f":"AVERAGE(P$79:P265)","v":3731.4997308243237},null,null,null,null,40098.106666666317,{"$f":"LOOKUP($V265,Data!$A$6:$A$1806,Data!$B$6:$B$1806)","v":60.023998260498047},{"$f":"LOOKUP($V265,Data!$A$6:$A$1806,Data!$C$6:$C$1806)","v":3785.841796875},{"$f":"LOOKUP($V265,Data!$A$6:$A$1806,Data!$D$6:$D$1806)","v":335},{"$f":"IF($Z$1=\"+\",LOOKUP($V265,Data!$A$6:$A$1806,Data!$E$6:$E$1806)*-1,LOOKUP($V265,Data!$A$6:$A$1806,Data!$E$6:$E$1806))","v":-229.23385620117187},{"$f":"LOOKUP($V265,Data!$A$6:$A$1806,Data!$F$6:$F$1806)","v":0},{"$f":"LOOKUP($V265,Data!$A$6:$A$1806,Data!$G$6:$G$1806)","v":161.5},{"$f":"LOOKUP($V265,Data!$A$6:$A$1806,Data!$H$6:$H$1806)","v":10},{"$f":"LOOKUP($V265,Data!$A$6:$A$1806,Data!$I$6:$I$1806)","v":0},{"$f":"LOOKUP($V265,Data!$A$6:$A$1806,Data!$J$6:$J$1806)","v":-103},{"$f":"LOOKUP($V265,Data!$A$6:$A$1806,Data!$K$6:$K$1806)","v":7606.59},-19.1986083984375]
[null,40098.106689814464,{"$f":"LOOKUP(B266,Data!$A$6:$A$1806,Data!B$6:B$1806)","v":60.020999908447266},{"$f":"LOOKUP(B266,Data!$A$6:$A$1806,Data!C$6:C$1806)","v":3787.930419921875},null,null,null,-16.7999267578125,-17.011939324836437,null,null,0,3764.6844241727385,{"$f":"AVERAGE(D$79:D266)","v":3766.943303534325},{"$f":"AVERAGE(M$79:M266)","v":3779.1240658277338},3780.8494612803897,{"$f":"AVERAGE(P$79:P266)","v":3731.7636331262279},null,null,null,null,40098.106689814464,{"$f":"LOOKUP($V266,Data!$A$6:$A$1806,Data!$B$6:$B$1806)","v":60.020999908447266},{"$f":"LOOKUP($V266,Data!$A$6:$A$1806,Data!$C$6:$C$1806)","v":3787.930419921875},{"$f":"LOOKUP($V266,Data!$A$6:$A$1806,Data!$D$6:$D$1806)","v":335},{"$f":"IF($Z$1=\"+\",LOOKUP($V266,Data!$A$6:$A$1806,Data!$E$6:$E$1806)*-1,LOOKUP($V266,Data!$A$6:$A$1806,Data!$E$6:$E$1806))","v":-229.23385620117187},{"$f":"LOOKUP($V266,Data!$A$6:$A$1806,Data!$F$6:$F$1806)","v":0},{"$f":"LOOKUP($V266,Data!$A$6:$A$1806,Data!$G$6:$G$1806)","v":162},{"$f":"LOOKUP($V266,Data!$A$6:$A$1806,Data!$H$6:$H$1806)","v":10},{"$f":"LOOKUP($V266,Data!$A$6:$A$1806,Data!$I$6:$I$1806)","v":0},{"$f":"LOOKUP($V266,Data!$A$6:$A$1806,Data!$J$6:$J$1806)","v":-103},{"$f":"LOOKUP($V266,Data!$A$6:$A$1806,Data!$K$6:$K$1806)","v":7606.92},-16.7999267578125]
[null,40098.10671296261,{"$f":"LOOKUP(B267,Data!$A$6:$A$1806,Data!B$6:B$1806)","v":60.020999908447266},{"$f":"LOOKUP(B267,Data!$A$6:$A$1806,Data!C$6:C$1806)","v":3787.930419921875},null,null,null,-16.7999267578125,-16.937734926378059,null,null,0,3764.7586285711968,{"$f":"AVERAGE(D$79:D267)","v":3767.0543464781745},{"$f":"AVERAGE(M$79:M267)","v":3779.0480582232017},3780.8494612803897,{"$f":"AVERAGE(P$79:P267)","v":3732.0247279568352},null,null,null,null,40098.10671296261,{"$f":"LOOKUP($V267,Data!$A$6:$A$1806,Data!$B$6:$B$1806)","v":60.020999908447266},{"$f":"LOOKUP($V267,Data!$A$6:$A$1806,Data!$C$6:$C$1806)","v":3787.930419921875},{"$f":"LOOKUP($V267,Data!$A$6:$A$1806,Data!$D$6:$D$1806)","v":335},{"$f":"IF($Z$1=\"+\",LOOKUP($V267,Data!$A$6:$A$1806,Data!$E$6:$E$1806)*-1,LOOKUP($V267,Data!$A$6:$A$1806,Data!$E$6:$E$1806))","v":-229.23385620117187},{"$f":"LOOKUP($V267,Data!$A$6:$A$1806,Data!$F$6:$F$1806)","v":0},{"$f":"LOOKUP($V267,Data!$A$6:$A$1806,Data!$G$6:$G$1806)","v":162},{"$f":"LOOKUP($V267,Data!$A$6:$A$1806,Data!$H$6:$H$1806)","v":10},{"$f":"LOOKUP($V267,Data!$A$6:$A$1806,Data!$I$6:$I$1806)","v":0},{"$f":"LOOKUP($V267,Data!$A$6:$A$1806,Data!$J$6:$J$1806)","v":-103},{"$f":"LOOKUP($V267,Data!$A$6:$A$1806,Data!$K$6:$K$1806)","v":7606.92},-16.7999267578125]
[null,40098.106736110756,{"$f":"LOOKUP(B268,Data!$A$6:$A$1806,Data!B$6:B$1806)","v":60.023998260498047},{"$f":"LOOKUP(B268,Data!$A$6:$A$1806,Data!C$6:C$1806)","v":3786.874755859375},null,null,null,-19.1986083984375,-17.729040641598864,null,null,0,3763.9673228559759,{"$f":"AVERAGE(D$79:D268)","v":3767.1586644222862},{"$f":"AVERAGE(M$79:M268)","v":3778.9686859317949},3780.8494612803897,{"$f":"AVERAGE(P$79:P268)","v":3732.283059879182},null,null,null,null,40098.106736110756,{"$f":"LOOKUP($V268,Data!$A$6:$A$1806,Data!$B$6:$B$1806)","v":60.023998260498047},{"$f":"LOOKUP($V268,Data!$A$6:$A$1806,Data!$C$6:$C$1806)","v":3786.874755859375},{"$f":"LOOKUP($V268,Data!$A$6:$A$1806,Data!$D$6:$D$1806)","v":335},{"$f":"IF($Z$1=\"+\",LOOKUP($V268,Data!$A$6:$A$1806,Data!$E$6:$E$1806)*-1,LOOKUP($V268,Data!$A$6:$A$1806,Data!$E$6:$E$1806))","v":-262.10260009765625},{"$f":"LOOKUP($V268,Data!$A$6:$A$1806,Data!$F$6:$F$1806)","v":0},{"$f":"LOOKUP($V268,Data!$A$6:$A$1806,Data!$G$6:$G$1806)","v":162.5},{"$f":"LOOKUP($V268,Data!$A$6:$A$1806,Data!$H$6:$H$1806)","v":10},{"$f":"LOOKUP($V268,Data!$A$6:$A$1806,Data!$I$6:$I$1806)","v":0},{"$f":"LOOKUP($V268,Data!$A$6:$A$1806,Data!$J$6:$J$1806)","v":-103},{"$f":"LOOKUP($V268,Data!$A$6:$A$1806,Data!$K$6:$K$1806)","v":7607.25},-19.1986083984375]
[null,40098.106759258902,{"$f":"LOOKUP(B269,Data!$A$6:$A$1806,Data!B$6:B$1806)","v":60.023998260498047},{"$f":"LOOKUP(B269,Data!$A$6:$A$1806,Data!C$6:C$1806)","v":3786.874755859375},null,null,null,-19.1986083984375,-18.243389356492386,null,null,0,3763.4529741410824,{"$f":"AVERAGE(D$79:D269)","v":3767.2618900319044},{"$f":"AVERAGE(M$79:M269)","v":3778.8874518386501},3780.8494612803897,{"$f":"AVERAGE(P$79:P269)","v":3732.5386725181356},null,null,null,null,40098.106759258902,{"$f":"LOOKUP($V269,Data!$A$6:$A$1806,Data!$B$6:$B$1806)","v":60.023998260498047},{"$f":"LOOKUP($V269,Data!$A$6:$A$1806,Data!$C$6:$C$1806)","v":3786.874755859375},{"$f":"LOOKUP($V269,Data!$A$6:$A$1806,Data!$D$6:$D$1806)","v":335},{"$f":"IF($Z$1=\"+\",LOOKUP($V269,Data!$A$6:$A$1806,Data!$E$6:$E$1806)*-1,LOOKUP($V269,Data!$A$6:$A$1806,Data!$E$6:$E$1806))","v":-262.10260009765625},{"$f":"LOOKUP($V269,Data!$A$6:$A$1806,Data!$F$6:$F$1806)","v":0},{"$f":"LOOKUP($V269,Data!$A$6:$A$1806,Data!$G$6:$G$1806)","v":162.5},{"$f":"LOOKUP($V269,Data!$A$6:$A$1806,Data!$H$6:$H$1806)","v":10},{"$f":"LOOKUP($V269,Data!$A$6:$A$1806,Data!$I$6:$I$1806)","v":0},{"$f":"LOOKUP($V269,Data!$A$6:$A$1806,Data!$J$6:$J$1806)","v":-103},{"$f":"LOOKUP($V269,Data!$A$6:$A$1806,Data!$K$6:$K$1806)","v":7607.25},-19.1986083984375]
[null,40098.106782407049,{"$f":"LOOKUP(B270,Data!$A$6:$A$1806,Data!B$6:B$1806)","v":60.020999908447266},{"$f":"LOOKUP(B270,Data!$A$6:$A$1806,Data!C$6:C$1806)","v":3787.357666015625},null,null,null,-16.7999267578125,-17.738177446954424,null,null,0,3763.9581860506205,{"$f":"AVERAGE(D$79:D270)","v":3767.3665555318198},{"$f":"AVERAGE(M$79:M270)","v":3778.8096952460041},3780.8494612803897,{"$f":"AVERAGE(P$79:P270)","v":3732.7916085849538},null,null,null,null,40098.106782407049,{"$f":"LOOKUP($V270,Data!$A$6:$A$1806,Data!$B$6:$B$1806)","v":60.020999908447266},{"$f":"LOOKUP($V270,Data!$A$6:$A$1806,Data!$C$6:$C$1806)","v":3787.357666015625},{"$f":"LOOKUP($V270,Data!$A$6:$A$1806,Data!$D$6:$D$1806)","v":335},{"$f":"IF($Z$1=\"+\",LOOKUP($V270,Data!$A$6:$A$1806,Data!$E$6:$E$1806)*-1,LOOKUP($V270,Data!$A$6:$A$1806,Data!$E$6:$E$1806))","v":-262.10260009765625},{"$f":"LOOKUP($V270,Data!$A$6:$A$1806,Data!$F$6:$F$1806)","v":0},{"$f":"LOOKUP($V270,Data!$A$6:$A$1806,Data!$G$6:$G$1806)","v":163},{"$f":"LOOKUP($V270,Data!$A$6:$A$1806,Data!$H$6:$H$1806)","v":10},{"$f":"LOOKUP($V270,Data!$A$6:$A$1806,Data!$I$6:$I$1806)","v":0},{"$f":"LOOKUP($V270,Data!$A$6:$A$1806,Data!$J$6:$J$1806)","v":-103},{"$f":"LOOKUP($V270,Data!$A$6:$A$1806,Data!$K$6:$K$1806)","v":7607.58},-16.7999267578125]
[null,40098.106805555195,{"$f":"LOOKUP(B271,Data!$A$6:$A$1806,Data!B$6:B$1806)","v":60.020999908447266},{"$f":"LOOKUP(B271,Data!$A$6:$A$1806,Data!C$6:C$1806)","v":3787.357666015625},null,null,null,-16.7999267578125,-17.409789705754751,null,null,0,3764.28657379182,{"$f":"AVERAGE(D$79:D271)","v":3767.4701364151556},{"$f":"AVERAGE(M$79:M271)","v":3778.734445912045},3780.8494612803897,{"$f":"AVERAGE(P$79:P271)","v":3733.041909901076},null,null,null,null,40098.106805555195,{"$f":"LOOKUP($V271,Data!$A$6:$A$1806,Data!$B$6:$B$1806)","v":60.020999908447266},{"$f":"LOOKUP($V271,Data!$A$6:$A$1806,Data!$C$6:$C$1806)","v":3787.357666015625},{"$f":"LOOKUP($V271,Data!$A$6:$A$1806,Data!$D$6:$D$1806)","v":335},{"$f":"IF($Z$1=\"+\",LOOKUP($V271,Data!$A$6:$A$1806,Data!$E$6:$E$1806)*-1,LOOKUP($V271,Data!$A$6:$A$1806,Data!$E$6:$E$1806))","v":-262.10260009765625},{"$f":"LOOKUP($V271,Data!$A$6:$A$1806,Data!$F$6:$F$1806)","v":0},{"$f":"LOOKUP($V271,Data!$A$6:$A$1806,Data!$G$6:$G$1806)","v":163},{"$f":"LOOKUP($V271,Data!$A$6:$A$1806,Data!$H$6:$H$1806)","v":10},{"$f":"LOOKUP($V271,Data!$A$6:$A$1806,Data!$I$6:$I$1806)","v":0},{"$f":"LOOKUP($V271,Data!$A$6:$A$1806,Data!$J$6:$J$1806)","v":-103},{"$f":"LOOKUP($V271,Data!$A$6:$A$1806,Data!$K$6:$K$1806)","v":7607.58},-16.7999267578125]
[null,40098.106828703341,{"$f":"LOOKUP(B272,Data!$A$6:$A$1806,Data!B$6:B$1806)","v":60.025001525878906},{"$f":"LOOKUP(B272,Data!$A$6:$A$1806,Data!C$6:C$1806)","v":3785.614013671875},null,null,null,-20.001220703125,-18.316790554834338,null,null,{"$f":"IF(B272>G$3,0,(K$21*0.000023148/K$22))","v":0},{"$f":"M271+L272+(I272-I271)","v":3763.3795729427407},{"$f":"AVERAGE(D$79:D272)","v":3767.5636615556541},{"$f":"AVERAGE(M$79:M272)","v":3778.6552970823063},3780.8494612803897,{"$f":"AVERAGE(P$79:P272)","v":3733.289617421176},null,null,null,null,40098.106828703341,{"$f":"LOOKUP($V272,Data!$A$6:$A$1806,Data!$B$6:$B$1806)","v":60.025001525878906},{"$f":"LOOKUP($V272,Data!$A$6:$A$1806,Data!$C$6:$C$1806)","v":3785.614013671875},{"$f":"LOOKUP($V272,Data!$A$6:$A$1806,Data!$D$6:$D$1806)","v":335},{"$f":"IF($Z$1=\"+\",LOOKUP($V272,Data!$A$6:$A$1806,Data!$E$6:$E$1806)*-1,LOOKUP($V272,Data!$A$6:$A$1806,Data!$E$6:$E$1806))","v":-262.10260009765625},{"$f":"LOOKUP($V272,Data!$A$6:$A$1806,Data!$F$6:$F$1806)","v":0},{"$f":"LOOKUP($V272,Data!$A$6:$A$1806,Data!$G$6:$G$1806)","v":163.5},{"$f":"LOOKUP($V272,Data!$A$6:$A$1806,Data!$H$6:$H$1806)","v":10},{"$f":"LOOKUP($V272,Data!$A$6:$A$1806,Data!$I$6:$I$1806)","v":0},{"$f":"LOOKUP($V272,Data!$A$6:$A$1806,Data!$J$6:$J$1806)","v":-103},{"$f":"LOOKUP($V272,Data!$A$6:$A$1806,Data!$K$6:$K$1806)","v":7607.91},-20.001220703125]
[null,40098.106851851488,{"$f":"LOOKUP(B273,Data!$A$6:$A$1806,Data!B$6:B$1806)","v":60.025001525878906},{"$f":"LOOKUP(B273,Data!$A$6:$A$1806,Data!C$6:C$1806)","v":3785.614013671875},null,null,null,-20.001220703125,-18.906341106736072,null,null,0,3762.7900223908391,{"$f":"AVERAGE(D$79:D273)","v":3767.6562274639423},{"$f":"AVERAGE(M$79:M273)","v":3778.5739366992734},3780.8494612803897,{"$f":"AVERAGE(P$79:P273)","v":3733.5347712555017},null,null,null,null,{"$f":"V272+TIME(0,0,$B$1)","v":40098.106851851488},{"$f":"LOOKUP($V273,Data!$A$6:$A$1806,Data!$B$6:$B$1806)","v":60.025001525878906},{"$f":"LOOKUP($V273,Data!$A$6:$A$1806,Data!$C$6:$C$1806)","v":3785.614013671875},{"$f":"LOOKUP($V273,Data!$A$6:$A$1806,Data!$D$6:$D$1806)","v":335},{"$f":"IF($Z$1=\"+\",LOOKUP($V273,Data!$A$6:$A$1806,Data!$E$6:$E$1806)*-1,LOOKUP($V273,Data!$A$6:$A$1806,Data!$E$6:$E$1806))","v":-262.10260009765625},{"$f":"LOOKUP($V273,Data!$A$6:$A$1806,Data!$F$6:$F$1806)","v":0},{"$f":"LOOKUP($V273,Data!$A$6:$A$1806,Data!$G$6:$G$1806)","v":163.5},{"$f":"LOOKUP($V273,Data!$A$6:$A$1806,Data!$H$6:$H$1806)","v":10},{"$f":"LOOKUP($V273,Data!$A$6:$A$1806,Data!$I$6:$I$1806)","v":0},{"$f":"LOOKUP($V273,Data!$A$6:$A$1806,Data!$J$6:$J$1806)","v":-103},{"$f":"LOOKUP($V273,Data!$A$6:$A$1806,Data!$K$6:$K$1806)","v":7607.91},-20.001220703125]
[null,40098.106874999634,{"$f":"LOOKUP(B274,Data!$A$6:$A$1806,Data!B$6:B$1806)","v":60.020000457763672},{"$f":"LOOKUP(B274,Data!$A$6:$A$1806,Data!C$6:C$1806)","v":3785.8037109375},null,null,null,-16.0003662109375,-17.889249893206571,null,null,0,3763.8071136043686,{"$f":"AVERAGE(D$79:D274)","v":3767.7488166653379},{"$f":"AVERAGE(M$79:M274)","v":3778.4985957651161},{"$f":"P273+L274","v":3780.8494612803897},{"$f":"AVERAGE(P$79:P274)","v":3733.7774106915272},null,null,null,null,40098.106874999634,{"$f":"LOOKUP($V274,Data!$A$6:$A$1806,Data!$B$6:$B$1806)","v":60.020000457763672},{"$f":"LOOKUP($V274,Data!$A$6:$A$1806,Data!$C$6:$C$1806)","v":3785.8037109375},{"$f":"LOOKUP($V274,Data!$A$6:$A$1806,Data!$D$6:$D$1806)","v":335},{"$f":"IF($Z$1=\"+\",LOOKUP($V274,Data!$A$6:$A$1806,Data!$E$6:$E$1806)*-1,LOOKUP($V274,Data!$A$6:$A$1806,Data!$E$6:$E$1806))","v":-262.71701049804687},{"$f":"LOOKUP($V274,Data!$A$6:$A$1806,Data!$F$6:$F$1806)","v":0},{"$f":"LOOKUP($V274,Data!$A$6:$A$1806,Data!$G$6:$G$1806)","v":164},{"$f":"LOOKUP($V274,Data!$A$6:$A$1806,Data!$H$6:$H$1806)","v":10},{"$f":"LOOKUP($V274,Data!$A$6:$A$1806,Data!$I$6:$I$1806)","v":0},{"$f":"LOOKUP($V274,Data!$A$6:$A$1806,Data!$J$6:$J$1806)","v":-103},{"$f":"LOOKUP($V274,Data!$A$6:$A$1806,Data!$K$6:$K$1806)","v":7608.24},-16.0003662109375]
[null,40098.10689814778,{"$f":"LOOKUP(B275,Data!$A$6:$A$1806,Data!B$6:B$1806)","v":60.020000457763672},{"$f":"LOOKUP(B275,Data!$A$6:$A$1806,Data!C$6:C$1806)","v":3785.8037109375},null,null,null,-16.0003662109375,-17.228140604412395,null,null,0,3764.4682228931629,{"$f":"AVERAGE(D$79:D275)","v":3767.8404658748414},{"$f":"AVERAGE(M$79:M275)","v":3778.4273755982535},3780.8494612803897,{"$f":"AVERAGE(P$79:P275)","v":3734.0175742149395},null,null,null,null,40098.10689814778,{"$f":"LOOKUP($V275,Data!$A$6:$A$1806,Data!$B$6:$B$1806)","v":60.020000457763672},{"$f":"LOOKUP($V275,Data!$A$6:$A$1806,Data!$C$6:$C$1806)","v":3785.8037109375},{"$f":"LOOKUP($V275,Data!$A$6:$A$1806,Data!$D$6:$D$1806)","v":335},{"$f":"IF($Z$1=\"+\",LOOKUP($V275,Data!$A$6:$A$1806,Data!$E$6:$E$1806)*-1,LOOKUP($V275,Data!$A$6:$A$1806,Data!$E$6:$E$1806))","v":-262.71701049804687},{"$f":"LOOKUP($V275,Data!$A$6:$A$1806,Data!$F$6:$F$1806)","v":0},{"$f":"LOOKUP($V275,Data!$A$6:$A$1806,Data!$G$6:$G$1806)","v":164},{"$f":"LOOKUP($V275,Data!$A$6:$A$1806,Data!$H$6:$H$1806)","v":10},{"$f":"LOOKUP($V275,Data!$A$6:$A$1806,Data!$I$6:$I$1806)","v":0},{"$f":"LOOKUP($V275,Data!$A$6:$A$1806,Data!$J$6:$J$1806)","v":-103},{"$f":"LOOKUP($V275,Data!$A$6:$A$1806,Data!$K$6:$K$1806)","v":7608.24},-16.0003662109375]
[null,40098.106921295926,{"$f":"LOOKUP(B276,Data!$A$6:$A$1806,Data!B$6:B$1806)","v":60.021999359130859},{"$f":"LOOKUP(B276,Data!$A$6:$A$1806,Data!C$6:C$1806)","v":3786.877197265625},null,null,null,-17.5994873046875,-17.358111949508682,null,null,0,3764.3382515480666,{"$f":"AVERAGE(D$79:D276)","v":3767.9366109828757},{"$f":"AVERAGE(M$79:M276)","v":3778.3562184060811},3780.8494612803897,{"$f":"AVERAGE(P$79:P276)","v":3734.2552995299925},null,null,null,null,40098.106921295926,{"$f":"LOOKUP($V276,Data!$A$6:$A$1806,Data!$B$6:$B$1806)","v":60.021999359130859},{"$f":"LOOKUP($V276,Data!$A$6:$A$1806,Data!$C$6:$C$1806)","v":3786.877197265625},{"$f":"LOOKUP($V276,Data!$A$6:$A$1806,Data!$D$6:$D$1806)","v":335},{"$f":"IF($Z$1=\"+\",LOOKUP($V276,Data!$A$6:$A$1806,Data!$E$6:$E$1806)*-1,LOOKUP($V276,Data!$A$6:$A$1806,Data!$E$6:$E$1806))","v":-262.71701049804687},{"$f":"LOOKUP($V276,Data!$A$6:$A$1806,Data!$F$6:$F$1806)","v":0},{"$f":"LOOKUP($V276,Data!$A$6:$A$1806,Data!$G$6:$G$1806)","v":164.5},{"$f":"LOOKUP($V276,Data!$A$6:$A$1806,Data!$H$6:$H$1806)","v":10},{"$f":"LOOKUP($V276,Data!$A$6:$A$1806,Data!$I$6:$I$1806)","v":0},{"$f":"LOOKUP($V276,Data!$A$6:$A$1806,Data!$J$6:$J$1806)","v":-103},{"$f":"LOOKUP($V276,Data!$A$6:$A$1806,Data!$K$6:$K$1806)","v":7608.57},-17.5994873046875]
[null,40098.106944444073,{"$f":"LOOKUP(B277,Data!$A$6:$A$1806,Data!B$6:B$1806)","v":60.021999359130859},{"$f":"LOOKUP(B277,Data!$A$6:$A$1806,Data!C$6:C$1806)","v":3786.877197265625},null,null,null,-17.5994873046875,-17.442593323821271,null,null,0,3764.2537701737542,{"$f":"AVERAGE(D$79:D277)","v":3768.0317898084172},{"$f":"AVERAGE(M$79:M277)","v":3778.2853518320494},3780.8494612803897,{"$f":"AVERAGE(P$79:P277)","v":3734.4906235792369},null,null,null,null,40098.106944444073,{"$f":"LOOKUP($V277,Data!$A$6:$A$1806,Data!$B$6:$B$1806)","v":60.021999359130859},{"$f":"LOOKUP($V277,Data!$A$6:$A$1806,Data!$C$6:$C$1806)","v":3786.877197265625},{"$f":"LOOKUP($V277,Data!$A$6:$A$1806,Data!$D$6:$D$1806)","v":335},{"$f":"IF($Z$1=\"+\",LOOKUP($V277,Data!$A$6:$A$1806,Data!$E$6:$E$1806)*-1,LOOKUP($V277,Data!$A$6:$A$1806,Data!$E$6:$E$1806))","v":-262.71701049804687},{"$f":"LOOKUP($V277,Data!$A$6:$A$1806,Data!$F$6:$F$1806)","v":0},{"$f":"LOOKUP($V277,Data!$A$6:$A$1806,Data!$G$6:$G$1806)","v":164.5},{"$f":"LOOKUP($V277,Data!$A$6:$A$1806,Data!$H$6:$H$1806)","v":10},{"$f":"LOOKUP($V277,Data!$A$6:$A$1806,Data!$I$6:$I$1806)","v":0},{"$f":"LOOKUP($V277,Data!$A$6:$A$1806,Data!$J$6:$J$1806)","v":-103},{"$f":"LOOKUP($V277,Data!$A$6:$A$1806,Data!$K$6:$K$1806)","v":7608.57},-17.5994873046875]
[null,40098.106967592219,{"$f":"LOOKUP(B278,Data!$A$6:$A$1806,Data!B$6:B$1806)","v":60.021999359130859},{"$f":"LOOKUP(B278,Data!$A$6:$A$1806,Data!C$6:C$1806)","v":3785.72607421875},null,null,null,-17.5994873046875,-17.497506217124453,null,null,0,3764.1988572804512,{"$f":"AVERAGE(D$79:D278)","v":3768.1202612304687},{"$f":"AVERAGE(M$79:M278)","v":3778.2149193592909},3780.8494612803897,{"$f":"AVERAGE(P$79:P278)","v":3734.7235825626599},null,null,null,null,40098.106967592219,{"$f":"LOOKUP($V278,Data!$A$6:$A$1806,Data!$B$6:$B$1806)","v":60.021999359130859},{"$f":"LOOKUP($V278,Data!$A$6:$A$1806,Data!$C$6:$C$1806)","v":3785.72607421875},{"$f":"LOOKUP($V278,Data!$A$6:$A$1806,Data!$D$6:$D$1806)","v":335},{"$f":"IF($Z$1=\"+\",LOOKUP($V278,Data!$A$6:$A$1806,Data!$E$6:$E$1806)*-1,LOOKUP($V278,Data!$A$6:$A$1806,Data!$E$6:$E$1806))","v":-262.71701049804687},{"$f":"LOOKUP($V278,Data!$A$6:$A$1806,Data!$F$6:$F$1806)","v":0},{"$f":"LOOKUP($V278,Data!$A$6:$A$1806,Data!$G$6:$G$1806)","v":165},{"$f":"LOOKUP($V278,Data!$A$6:$A$1806,Data!$H$6:$H$1806)","v":10},{"$f":"LOOKUP($V278,Data!$A$6:$A$1806,Data!$I$6:$I$1806)","v":0},{"$f":"LOOKUP($V278,Data!$A$6:$A$1806,Data!$J$6:$J$1806)","v":-103},{"$f":"LOOKUP($V278,Data!$A$6:$A$1806,Data!$K$6:$K$1806)","v":7608.9},-17.5994873046875]
[null,40098.106990740365,{"$f":"LOOKUP(B279,Data!$A$6:$A$1806,Data!B$6:B$1806)","v":60.021999359130859},{"$f":"LOOKUP(B279,Data!$A$6:$A$1806,Data!C$6:C$1806)","v":3785.72607421875},null,null,null,-17.5994873046875,-17.533199597771521,null,null,0,3764.1631638998042,{"$f":"AVERAGE(D$79:D279)","v":3768.2078523398632},{"$f":"AVERAGE(M$79:M279)","v":3778.1450101281494},3780.8494612803897,{"$f":"AVERAGE(P$79:P279)","v":3734.9542119562484},null,null,null,null,40098.106990740365,{"$f":"LOOKUP($V279,Data!$A$6:$A$1806,Data!$B$6:$B$1806)","v":60.021999359130859},{"$f":"LOOKUP($V279,Data!$A$6:$A$1806,Data!$C$6:$C$1806)","v":3785.72607421875},{"$f":"LOOKUP($V279,Data!$A$6:$A$1806,Data!$D$6:$D$1806)","v":335},{"$f":"IF($Z$1=\"+\",LOOKUP($V279,Data!$A$6:$A$1806,Data!$E$6:$E$1806)*-1,LOOKUP($V279,Data!$A$6:$A$1806,Data!$E$6:$E$1806))","v":-262.71701049804687},{"$f":"LOOKUP($V279,Data!$A$6:$A$1806,Data!$F$6:$F$1806)","v":0},{"$f":"LOOKUP($V279,Data!$A$6:$A$1806,Data!$G$6:$G$1806)","v":165},{"$f":"LOOKUP($V279,Data!$A$6:$A$1806,Data!$H$6:$H$1806)","v":10},{"$f":"LOOKUP($V279,Data!$A$6:$A$1806,Data!$I$6:$I$1806)","v":0},{"$f":"LOOKUP($V279,Data!$A$6:$A$1806,Data!$J$6:$J$1806)","v":-103},{"$f":"LOOKUP($V279,Data!$A$6:$A$1806,Data!$K$6:$K$1806)","v":7608.9},-17.5994873046875]
[null,40098.107013888512,{"$f":"LOOKUP(B280,Data!$A$6:$A$1806,Data!B$6:B$1806)","v":60.020999908447266},{"$f":"LOOKUP(B280,Data!$A$6:$A$1806,Data!C$6:C$1806)","v":3785.821044921875},null,null,null,-16.7999267578125,-17.276554103785863,null,null,0,3764.4198093937898,{"$f":"AVERAGE(D$79:D280)","v":3768.2950463625466},{"$f":"AVERAGE(M$79:M280)","v":3778.0770635898607},3780.8494612803897,{"$f":"AVERAGE(P$79:P280)","v":3735.1825465300008},null,null,null,null,40098.107013888512,{"$f":"LOOKUP($V280,Data!$A$6:$A$1806,Data!$B$6:$B$1806)","v":60.020999908447266},{"$f":"LOOKUP($V280,Data!$A$6:$A$1806,Data!$C$6:$C$1806)","v":3785.821044921875},{"$f":"LOOKUP($V280,Data!$A$6:$A$1806,Data!$D$6:$D$1806)","v":335},{"$f":"IF($Z$1=\"+\",LOOKUP($V280,Data!$A$6:$A$1806,Data!$E$6:$E$1806)*-1,LOOKUP($V280,Data!$A$6:$A$1806,Data!$E$6:$E$1806))","v":-262.71701049804687},{"$f":"LOOKUP($V280,Data!$A$6:$A$1806,Data!$F$6:$F$1806)","v":0},{"$f":"LOOKUP($V280,Data!$A$6:$A$1806,Data!$G$6:$G$1806)","v":165.5},{"$f":"LOOKUP($V280,Data!$A$6:$A$1806,Data!$H$6:$H$1806)","v":10},{"$f":"LOOKUP($V280,Data!$A$6:$A$1806,Data!$I$6:$I$1806)","v":0},{"$f":"LOOKUP($V280,Data!$A$6:$A$1806,Data!$J$6:$J$1806)","v":-103},{"$f":"LOOKUP($V280,Data!$A$6:$A$1806,Data!$K$6:$K$1806)","v":7609.23},-16.7999267578125]
[null,40098.107037036658,{"$f":"LOOKUP(B281,Data!$A$6:$A$1806,Data!B$6:B$1806)","v":60.020999908447266},{"$f":"LOOKUP(B281,Data!$A$6:$A$1806,Data!C$6:C$1806)","v":3785.821044921875},null,null,null,-16.7999267578125,-17.109734532695185,null,null,0,3764.5866289648807,{"$f":"AVERAGE(D$79:D281)","v":3768.3813813308188},{"$f":"AVERAGE(M$79:M281)","v":3778.0106082468801},3780.8494612803897,{"$f":"AVERAGE(P$79:P281)","v":3735.4086203653987},null,null,null,null,40098.107037036658,{"$f":"LOOKUP($V281,Data!$A$6:$A$1806,Data!$B$6:$B$1806)","v":60.020999908447266},{"$f":"LOOKUP($V281,Data!$A$6:$A$1806,Data!$C$6:$C$1806)","v":3785.821044921875},{"$f":"LOOKUP($V281,Data!$A$6:$A$1806,Data!$D$6:$D$1806)","v":335},{"$f":"IF($Z$1=\"+\",LOOKUP($V281,Data!$A$6:$A$1806,Data!$E$6:$E$1806)*-1,LOOKUP($V281,Data!$A$6:$A$1806,Data!$E$6:$E$1806))","v":-262.71701049804687},{"$f":"LOOKUP($V281,Data!$A$6:$A$1806,Data!$F$6:$F$1806)","v":0},{"$f":"LOOKUP($V281,Data!$A$6:$A$1806,Data!$G$6:$G$1806)","v":165.5},{"$f":"LOOKUP($V281,Data!$A$6:$A$1806,Data!$H$6:$H$1806)","v":10},{"$f":"LOOKUP($V281,Data!$A$6:$A$1806,Data!$I$6:$I$1806)","v":0},{"$f":"LOOKUP($V281,Data!$A$6:$A$1806,Data!$J$6:$J$1806)","v":-103},{"$f":"LOOKUP($V281,Data!$A$6:$A$1806,Data!$K$6:$K$1806)","v":7609.23},-16.7999267578125]
[null,40098.107060184804,{"$f":"LOOKUP(B282,Data!$A$6:$A$1806,Data!B$6:B$1806)","v":60.022998809814453},{"$f":"LOOKUP(B282,Data!$A$6:$A$1806,Data!C$6:C$1806)","v":3786.2841796875},null,null,null,-18.3990478515625,-17.560994194298743,null,null,0,3764.135369303277,{"$f":"AVERAGE(D$79:D282)","v":3768.4691401462928},{"$f":"AVERAGE(M$79:M282)","v":3777.9425923697058},3780.8494612803897,{"$f":"AVERAGE(P$79:P282)","v":3735.6324668723692},null,null,null,null,40098.107060184804,{"$f":"LOOKUP($V282,Data!$A$6:$A$1806,Data!$B$6:$B$1806)","v":60.022998809814453},{"$f":"LOOKUP($V282,Data!$A$6:$A$1806,Data!$C$6:$C$1806)","v":3786.2841796875},{"$f":"LOOKUP($V282,Data!$A$6:$A$1806,Data!$D$6:$D$1806)","v":335},{"$f":"IF($Z$1=\"+\",LOOKUP($V282,Data!$A$6:$A$1806,Data!$E$6:$E$1806)*-1,LOOKUP($V282,Data!$A$6:$A$1806,Data!$E$6:$E$1806))","v":-262.71701049804687},{"$f":"LOOKUP($V282,Data!$A$6:$A$1806,Data!$F$6:$F$1806)","v":0},{"$f":"LOOKUP($V282,Data!$A$6:$A$1806,Data!$G$6:$G$1806)","v":166},{"$f":"LOOKUP($V282,Data!$A$6:$A$1806,Data!$H$6:$H$1806)","v":10},{"$f":"LOOKUP($V282,Data!$A$6:$A$1806,Data!$I$6:$I$1806)","v":0},{"$f":"LOOKUP($V282,Data!$A$6:$A$1806,Data!$J$6:$J$1806)","v":-103},{"$f":"LOOKUP($V282,Data!$A$6:$A$1806,Data!$K$6:$K$1806)","v":7609.56},-18.3990478515625]
[null,40098.10708333295,{"$f":"LOOKUP(B283,Data!$A$6:$A$1806,Data!B$6:B$1806)","v":60.022998809814453},{"$f":"LOOKUP(B283,Data!$A$6:$A$1806,Data!C$6:C$1806)","v":3786.2841796875},null,null,null,-18.3990478515625,-17.854312974341056,null,null,0,3763.8420505232348,{"$f":"AVERAGE(D$79:D283)","v":3768.5560427782011},{"$f":"AVERAGE(M$79:M283)","v":3777.8738092387475},3780.8494612803897,{"$f":"AVERAGE(P$79:P283)","v":3735.8541188057416},null,null,null,null,40098.10708333295,{"$f":"LOOKUP($V283,Data!$A$6:$A$1806,Data!$B$6:$B$1806)","v":60.022998809814453},{"$f":"LOOKUP($V283,Data!$A$6:$A$1806,Data!$C$6:$C$1806)","v":3786.2841796875},{"$f":"LOOKUP($V283,Data!$A$6:$A$1806,Data!$D$6:$D$1806)","v":335},{"$f":"IF($Z$1=\"+\",LOOKUP($V283,Data!$A$6:$A$1806,Data!$E$6:$E$1806)*-1,LOOKUP($V283,Data!$A$6:$A$1806,Data!$E$6:$E$1806))","v":-262.71701049804687},{"$f":"LOOKUP($V283,Data!$A$6:$A$1806,Data!$F$6:$F$1806)","v":0},{"$f":"LOOKUP($V283,Data!$A$6:$A$1806,Data!$G$6:$G$1806)","v":166},{"$f":"LOOKUP($V283,Data!$A$6:$A$1806,Data!$H$6:$H$1806)","v":10},{"$f":"LOOKUP($V283,Data!$A$6:$A$1806,Data!$I$6:$I$1806)","v":0},{"$f":"LOOKUP($V283,Data!$A$6:$A$1806,Data!$J$6:$J$1806)","v":-103},{"$f":"LOOKUP($V283,Data!$A$6:$A$1806,Data!$K$6:$K$1806)","v":7609.56},-18.3990478515625]
[null,40098.107106481097,{"$f":"LOOKUP(B284,Data!$A$6:$A$1806,Data!B$6:B$1806)","v":60.019001007080078},{"$f":"LOOKUP(B284,Data!$A$6:$A$1806,Data!C$6:C$1806)","v":3787.62744140625},null,null,null,-15.2008056640625,-16.925585415743562,null,null,0,3764.7707780818323,{"$f":"AVERAGE(D$79:D284)","v":3768.6486223831917},{"$f":"AVERAGE(M$79:M284)","v":3777.810202291384},3780.8494612803897,{"$f":"AVERAGE(P$79:P284)","v":3736.0736082812277},null,null,null,null,40098.107106481097,{"$f":"LOOKUP($V284,Data!$A$6:$A$1806,Data!$B$6:$B$1806)","v":60.019001007080078},{"$f":"LOOKUP($V284,Data!$A$6:$A$1806,Data!$C$6:$C$1806)","v":3787.62744140625},{"$f":"LOOKUP($V284,Data!$A$6:$A$1806,Data!$D$6:$D$1806)","v":335},{"$f":"IF($Z$1=\"+\",LOOKUP($V284,Data!$A$6:$A$1806,Data!$E$6:$E$1806)*-1,LOOKUP($V284,Data!$A$6:$A$1806,Data!$E$6:$E$1806))","v":-260.0164794921875},{"$f":"LOOKUP($V284,Data!$A$6:$A$1806,Data!$F$6:$F$1806)","v":0},{"$f":"LOOKUP($V284,Data!$A$6:$A$1806,Data!$G$6:$G$1806)","v":166.5},{"$f":"LOOKUP($V284,Data!$A$6:$A$1806,Data!$H$6:$H$1806)","v":10},{"$f":"LOOKUP($V284,Data!$A$6:$A$1806,Data!$I$6:$I$1806)","v":0},{"$f":"LOOKUP($V284,Data!$A$6:$A$1806,Data!$J$6:$J$1806)","v":-103},{"$f":"LOOKUP($V284,Data!$A$6:$A$1806,Data!$K$6:$K$1806)","v":7609.89},-15.2008056640625]
[null,40098.107129629243,{"$f":"LOOKUP(B285,Data!$A$6:$A$1806,Data!B$6:B$1806)","v":60.019001007080078},{"$f":"LOOKUP(B285,Data!$A$6:$A$1806,Data!C$6:C$1806)","v":3787.62744140625},null,null,null,-15.2008056640625,-16.321912502655191,null,null,0,3765.3744509949206,{"$f":"AVERAGE(D$79:D285)","v":3768.7403074992453},{"$f":"AVERAGE(M$79:M285)","v":3777.7501261981643},3780.8494612803897,{"$f":"AVERAGE(P$79:P285)","v":3736.2909667909325},null,null,null,null,40098.107129629243,{"$f":"LOOKUP($V285,Data!$A$6:$A$1806,Data!$B$6:$B$1806)","v":60.019001007080078},{"$f":"LOOKUP($V285,Data!$A$6:$A$1806,Data!$C$6:$C$1806)","v":3787.62744140625},{"$f":"LOOKUP($V285,Data!$A$6:$A$1806,Data!$D$6:$D$1806)","v":335},{"$f":"IF($Z$1=\"+\",LOOKUP($V285,Data!$A$6:$A$1806,Data!$E$6:$E$1806)*-1,LOOKUP($V285,Data!$A$6:$A$1806,Data!$E$6:$E$1806))","v":-260.0164794921875},{"$f":"LOOKUP($V285,Data!$A$6:$A$1806,Data!$F$6:$F$1806)","v":0},{"$f":"LOOKUP($V285,Data!$A$6:$A$1806,Data!$G$6:$G$1806)","v":166.5},{"$f":"LOOKUP($V285,Data!$A$6:$A$1806,Data!$H$6:$H$1806)","v":10},{"$f":"LOOKUP($V285,Data!$A$6:$A$1806,Data!$I$6:$I$1806)","v":0},{"$f":"LOOKUP($V285,Data!$A$6:$A$1806,Data!$J$6:$J$1806)","v":-103},{"$f":"LOOKUP($V285,Data!$A$6:$A$1806,Data!$K$6:$K$1806)","v":7609.89},-15.2008056640625]
[null,40098.107152777389,{"$f":"LOOKUP(B286,Data!$A$6:$A$1806,Data!B$6:B$1806)","v":60.018001556396484},{"$f":"LOOKUP(B286,Data!$A$6:$A$1806,Data!C$6:C$1806)","v":3789.67333984375},null,null,null,-14.4012451171875,-15.6496789177415,null,null,0,3766.0466845798342,{"$f":"AVERAGE(D$79:D286)","v":3768.8409470778247},{"$f":"AVERAGE(M$79:M286)","v":3777.6938596519221},3780.8494612803897,{"$f":"AVERAGE(P$79:P286)","v":3736.5062252184175},null,null,null,null,40098.107152777389,{"$f":"LOOKUP($V286,Data!$A$6:$A$1806,Data!$B$6:$B$1806)","v":60.018001556396484},{"$f":"LOOKUP($V286,Data!$A$6:$A$1806,Data!$C$6:$C$1806)","v":3789.67333984375},{"$f":"LOOKUP($V286,Data!$A$6:$A$1806,Data!$D$6:$D$1806)","v":335},{"$f":"IF($Z$1=\"+\",LOOKUP($V286,Data!$A$6:$A$1806,Data!$E$6:$E$1806)*-1,LOOKUP($V286,Data!$A$6:$A$1806,Data!$E$6:$E$1806))","v":-260.0164794921875},{"$f":"LOOKUP($V286,Data!$A$6:$A$1806,Data!$F$6:$F$1806)","v":0},{"$f":"LOOKUP($V286,Data!$A$6:$A$1806,Data!$G$6:$G$1806)","v":167},{"$f":"LOOKUP($V286,Data!$A$6:$A$1806,Data!$H$6:$H$1806)","v":10},{"$f":"LOOKUP($V286,Data!$A$6:$A$1806,Data!$I$6:$I$1806)","v":0},{"$f":"LOOKUP($V286,Data!$A$6:$A$1806,Data!$J$6:$J$1806)","v":-103},{"$f":"LOOKUP($V286,Data!$A$6:$A$1806,Data!$K$6:$K$1806)","v":7610.22},-14.4012451171875]
[null,40098.107175925536,{"$f":"LOOKUP(B287,Data!$A$6:$A$1806,Data!B$6:B$1806)","v":60.018001556396484},{"$f":"LOOKUP(B287,Data!$A$6:$A$1806,Data!C$6:C$1806)","v":3789.67333984375},null,null,null,-14.4012451171875,-15.2127270875476,null,null,0,3766.4836364100279,{"$f":"AVERAGE(D$79:D287)","v":3768.9406235982356},{"$f":"AVERAGE(M$79:M287)","v":3777.6402222201423},3780.8494612803897,{"$f":"AVERAGE(P$79:P287)","v":3736.7194138533309},null,null,null,null,40098.107175925536,{"$f":"LOOKUP($V287,Data!$A$6:$A$1806,Data!$B$6:$B$1806)","v":60.018001556396484},{"$f":"LOOKUP($V287,Data!$A$6:$A$1806,Data!$C$6:$C$1806)","v":3789.67333984375},{"$f":"LOOKUP($V287,Data!$A$6:$A$1806,Data!$D$6:$D$1806)","v":335},{"$f":"IF($Z$1=\"+\",LOOKUP($V287,Data!$A$6:$A$1806,Data!$E$6:$E$1806)*-1,LOOKUP($V287,Data!$A$6:$A$1806,Data!$E$6:$E$1806))","v":-260.0164794921875},{"$f":"LOOKUP($V287,Data!$A$6:$A$1806,Data!$F$6:$F$1806)","v":0},{"$f":"LOOKUP($V287,Data!$A$6:$A$1806,Data!$G$6:$G$1806)","v":167},{"$f":"LOOKUP($V287,Data!$A$6:$A$1806,Data!$H$6:$H$1806)","v":10},{"$f":"LOOKUP($V287,Data!$A$6:$A$1806,Data!$I$6:$I$1806)","v":0},{"$f":"LOOKUP($V287,Data!$A$6:$A$1806,Data!$J$6:$J$1806)","v":-103},{"$f":"LOOKUP($V287,Data!$A$6:$A$1806,Data!$K$6:$K$1806)","v":7610.22},-14.4012451171875]
[null,40098.107199073682,{"$f":"LOOKUP(B288,Data!$A$6:$A$1806,Data!B$6:B$1806)","v":60.018001556396484},{"$f":"LOOKUP(B288,Data!$A$6:$A$1806,Data!C$6:C$1806)","v":3788.478759765625},null,null,null,-14.4012451171875,-14.928708397921566,null,null,0,3766.7676550996539,{"$f":"AVERAGE(D$79:D288)","v":3769.0336623418898},{"$f":"AVERAGE(M$79:M288)","v":3777.5884480909972},3780.8494612803897,{"$f":"AVERAGE(P$79:P288)","v":3736.9305624056137},null,null,null,null,40098.107199073682,{"$f":"LOOKUP($V288,Data!$A$6:$A$1806,Data!$B$6:$B$1806)","v":60.018001556396484},{"$f":"LOOKUP($V288,Data!$A$6:$A$1806,Data!$C$6:$C$1806)","v":3788.478759765625},{"$f":"LOOKUP($V288,Data!$A$6:$A$1806,Data!$D$6:$D$1806)","v":335},{"$f":"IF($Z$1=\"+\",LOOKUP($V288,Data!$A$6:$A$1806,Data!$E$6:$E$1806)*-1,LOOKUP($V288,Data!$A$6:$A$1806,Data!$E$6:$E$1806))","v":-260.0164794921875},{"$f":"LOOKUP($V288,Data!$A$6:$A$1806,Data!$F$6:$F$1806)","v":0},{"$f":"LOOKUP($V288,Data!$A$6:$A$1806,Data!$G$6:$G$1806)","v":167.5},{"$f":"LOOKUP($V288,Data!$A$6:$A$1806,Data!$H$6:$H$1806)","v":10},{"$f":"LOOKUP($V288,Data!$A$6:$A$1806,Data!$I$6:$I$1806)","v":0},{"$f":"LOOKUP($V288,Data!$A$6:$A$1806,Data!$J$6:$J$1806)","v":-103},{"$f":"LOOKUP($V288,Data!$A$6:$A$1806,Data!$K$6:$K$1806)","v":7610.55},-14.4012451171875]
[null,40098.107222221828,{"$f":"LOOKUP(B289,Data!$A$6:$A$1806,Data!B$6:B$1806)","v":60.018001556396484},{"$f":"LOOKUP(B289,Data!$A$6:$A$1806,Data!C$6:C$1806)","v":3788.478759765625},null,null,null,-14.4012451171875,-14.744096249664643,null,null,0,3766.9522672479106,{"$f":"AVERAGE(D$79:D289)","v":3769.1258192017181},{"$f":"AVERAGE(M$79:M289)","v":3777.5380396509827},3780.8494612803897,{"$f":"AVERAGE(P$79:P289)","v":3737.1397000193028},null,null,null,null,40098.107222221828,{"$f":"LOOKUP($V289,Data!$A$6:$A$1806,Data!$B$6:$B$1806)","v":60.018001556396484},{"$f":"LOOKUP($V289,Data!$A$6:$A$1806,Data!$C$6:$C$1806)","v":3788.478759765625},{"$f":"LOOKUP($V289,Data!$A$6:$A$1806,Data!$D$6:$D$1806)","v":335},{"$f":"IF($Z$1=\"+\",LOOKUP($V289,Data!$A$6:$A$1806,Data!$E$6:$E$1806)*-1,LOOKUP($V289,Data!$A$6:$A$1806,Data!$E$6:$E$1806))","v":-260.0164794921875},{"$f":"LOOKUP($V289,Data!$A$6:$A$1806,Data!$F$6:$F$1806)","v":0},{"$f":"LOOKUP($V289,Data!$A$6:$A$1806,Data!$G$6:$G$1806)","v":167.5},{"$f":"LOOKUP($V289,Data!$A$6:$A$1806,Data!$H$6:$H$1806)","v":10},{"$f":"LOOKUP($V289,Data!$A$6:$A$1806,Data!$I$6:$I$1806)","v":0},{"$f":"LOOKUP($V289,Data!$A$6:$A$1806,Data!$J$6:$J$1806)","v":-103},{"$f":"LOOKUP($V289,Data!$A$6:$A$1806,Data!$K$6:$K$1806)","v":7610.55},-14.4012451171875]
[null,40098.107245369974,{"$f":"LOOKUP(B290,Data!$A$6:$A$1806,Data!B$6:B$1806)","v":60.019001007080078},{"$f":"LOOKUP(B290,Data!$A$6:$A$1806,Data!C$6:C$1806)","v":3789.368896484375},null,null,null,-15.2008056640625,-14.903944544703894,null,null,0,3766.7924189528712,{"$f":"AVERAGE(D$79:D290)","v":3769.2213054153153},{"$f":"AVERAGE(M$79:M290)","v":3777.4873527608975},3780.8494612803897,{"$f":"AVERAGE(P$79:P290)","v":3737.3468552859431},null,null,null,null,40098.107245369974,{"$f":"LOOKUP($V290,Data!$A$6:$A$1806,Data!$B$6:$B$1806)","v":60.019001007080078},{"$f":"LOOKUP($V290,Data!$A$6:$A$1806,Data!$C$6:$C$1806)","v":3789.368896484375},{"$f":"LOOKUP($V290,Data!$A$6:$A$1806,Data!$D$6:$D$1806)","v":335},{"$f":"IF($Z$1=\"+\",LOOKUP($V290,Data!$A$6:$A$1806,Data!$E$6:$E$1806)*-1,LOOKUP($V290,Data!$A$6:$A$1806,Data!$E$6:$E$1806))","v":-260.0164794921875},{"$f":"LOOKUP($V290,Data!$A$6:$A$1806,Data!$F$6:$F$1806)","v":0},{"$f":"LOOKUP($V290,Data!$A$6:$A$1806,Data!$G$6:$G$1806)","v":168},{"$f":"LOOKUP($V290,Data!$A$6:$A$1806,Data!$H$6:$H$1806)","v":10},{"$f":"LOOKUP($V290,Data!$A$6:$A$1806,Data!$I$6:$I$1806)","v":0},{"$f":"LOOKUP($V290,Data!$A$6:$A$1806,Data!$J$6:$J$1806)","v":-103},{"$f":"LOOKUP($V290,Data!$A$6:$A$1806,Data!$K$6:$K$1806)","v":7610.88},-15.2008056640625]
[null,40098.107268518121,{"$f":"LOOKUP(B291,Data!$A$6:$A$1806,Data!B$6:B$1806)","v":60.019001007080078},{"$f":"LOOKUP(B291,Data!$A$6:$A$1806,Data!C$6:C$1806)","v":3789.368896484375},null,null,null,-15.2008056640625,-15.007845936479406,null,null,0,3766.6885175610955,{"$f":"AVERAGE(D$79:D291)","v":3769.3158950447478},{"$f":"AVERAGE(M$79:M291)","v":3777.4366540040905},3780.8494612803897,{"$f":"AVERAGE(P$79:P291)","v":3737.5520562576153},null,null,null,null,40098.107268518121,{"$f":"LOOKUP($V291,Data!$A$6:$A$1806,Data!$B$6:$B$1806)","v":60.019001007080078},{"$f":"LOOKUP($V291,Data!$A$6:$A$1806,Data!$C$6:$C$1806)","v":3789.368896484375},{"$f":"LOOKUP($V291,Data!$A$6:$A$1806,Data!$D$6:$D$1806)","v":335},{"$f":"IF($Z$1=\"+\",LOOKUP($V291,Data!$A$6:$A$1806,Data!$E$6:$E$1806)*-1,LOOKUP($V291,Data!$A$6:$A$1806,Data!$E$6:$E$1806))","v":-260.0164794921875},{"$f":"LOOKUP($V291,Data!$A$6:$A$1806,Data!$F$6:$F$1806)","v":0},{"$f":"LOOKUP($V291,Data!$A$6:$A$1806,Data!$G$6:$G$1806)","v":168},{"$f":"LOOKUP($V291,Data!$A$6:$A$1806,Data!$H$6:$H$1806)","v":10},{"$f":"LOOKUP($V291,Data!$A$6:$A$1806,Data!$I$6:$I$1806)","v":0},{"$f":"LOOKUP($V291,Data!$A$6:$A$1806,Data!$J$6:$J$1806)","v":-103},{"$f":"LOOKUP($V291,Data!$A$6:$A$1806,Data!$K$6:$K$1806)","v":7610.88},-15.2008056640625]
[null,40098.107291666267,{"$f":"LOOKUP(B292,Data!$A$6:$A$1806,Data!B$6:B$1806)","v":60.014999389648438},{"$f":"LOOKUP(B292,Data!$A$6:$A$1806,Data!C$6:C$1806)","v":3788.66455078125},null,null,null,-11.99951171875,-13.954928960274113,null,null,0,3767.7414345373008,{"$f":"AVERAGE(D$79:D292)","v":3769.4063093238901},{"$f":"AVERAGE(M$79:M292)","v":3777.3913492402276},3780.8494612803897,{"$f":"AVERAGE(P$79:P292)","v":3737.7553304595999},null,null,null,null,40098.107291666267,{"$f":"LOOKUP($V292,Data!$A$6:$A$1806,Data!$B$6:$B$1806)","v":60.014999389648438},{"$f":"LOOKUP($V292,Data!$A$6:$A$1806,Data!$C$6:$C$1806)","v":3788.66455078125},{"$f":"LOOKUP($V292,Data!$A$6:$A$1806,Data!$D$6:$D$1806)","v":335},{"$f":"IF($Z$1=\"+\",LOOKUP($V292,Data!$A$6:$A$1806,Data!$E$6:$E$1806)*-1,LOOKUP($V292,Data!$A$6:$A$1806,Data!$E$6:$E$1806))","v":-260.0164794921875},{"$f":"LOOKUP($V292,Data!$A$6:$A$1806,Data!$F$6:$F$1806)","v":0},{"$f":"LOOKUP($V292,Data!$A$6:$A$1806,Data!$G$6:$G$1806)","v":168.5},{"$f":"LOOKUP($V292,Data!$A$6:$A$1806,Data!$H$6:$H$1806)","v":10},{"$f":"LOOKUP($V292,Data!$A$6:$A$1806,Data!$I$6:$I$1806)","v":0},{"$f":"LOOKUP($V292,Data!$A$6:$A$1806,Data!$J$6:$J$1806)","v":-103},{"$f":"LOOKUP($V292,Data!$A$6:$A$1806,Data!$K$6:$K$1806)","v":7611.21},-11.99951171875]
[null,40098.107314814413,{"$f":"LOOKUP(B293,Data!$A$6:$A$1806,Data!B$6:B$1806)","v":60.014999389648438},{"$f":"LOOKUP(B293,Data!$A$6:$A$1806,Data!C$6:C$1806)","v":3788.66455078125},null,null,null,-11.99951171875,-13.270532925740675,null,null,0,3768.4258305718345,{"$f":"AVERAGE(D$79:D293)","v":3769.4958825399708},{"$f":"AVERAGE(M$79:M293)","v":3777.3496491533974},3780.8494612803897,{"$f":"AVERAGE(P$79:P293)","v":3737.9567049026878},null,null,null,null,40098.107314814413,{"$f":"LOOKUP($V293,Data!$A$6:$A$1806,Data!$B$6:$B$1806)","v":60.014999389648438},{"$f":"LOOKUP($V293,Data!$A$6:$A$1806,Data!$C$6:$C$1806)","v":3788.66455078125},{"$f":"LOOKUP($V293,Data!$A$6:$A$1806,Data!$D$6:$D$1806)","v":335},{"$f":"IF($Z$1=\"+\",LOOKUP($V293,Data!$A$6:$A$1806,Data!$E$6:$E$1806)*-1,LOOKUP($V293,Data!$A$6:$A$1806,Data!$E$6:$E$1806))","v":-260.0164794921875},{"$f":"LOOKUP($V293,Data!$A$6:$A$1806,Data!$F$6:$F$1806)","v":0},{"$f":"LOOKUP($V293,Data!$A$6:$A$1806,Data!$G$6:$G$1806)","v":168.5},{"$f":"LOOKUP($V293,Data!$A$6:$A$1806,Data!$H$6:$H$1806)","v":10},{"$f":"LOOKUP($V293,Data!$A$6:$A$1806,Data!$I$6:$I$1806)","v":0},{"$f":"LOOKUP($V293,Data!$A$6:$A$1806,Data!$J$6:$J$1806)","v":-103},{"$f":"LOOKUP($V293,Data!$A$6:$A$1806,Data!$K$6:$K$1806)","v":7611.21},-11.99951171875]
[null,40098.10733796256,{"$f":"LOOKUP(B294,Data!$A$6:$A$1806,Data!B$6:B$1806)","v":60.013999938964844},{"$f":"LOOKUP(B294,Data!$A$6:$A$1806,Data!C$6:C$1806)","v":3790.6669921875},null,null,null,-11.199951171875,-12.545829311887688,null,null,0,3769.1505341856873,{"$f":"AVERAGE(D$79:D294)","v":3769.5938969364875},{"$f":"AVERAGE(M$79:M294)","v":3777.3116902878064},3780.8494612803897,{"$f":"AVERAGE(P$79:P294)","v":3738.1562060951424},null,null,null,null,40098.10733796256,{"$f":"LOOKUP($V294,Data!$A$6:$A$1806,Data!$B$6:$B$1806)","v":60.013999938964844},{"$f":"LOOKUP($V294,Data!$A$6:$A$1806,Data!$C$6:$C$1806)","v":3790.6669921875},{"$f":"LOOKUP($V294,Data!$A$6:$A$1806,Data!$D$6:$D$1806)","v":335},{"$f":"IF($Z$1=\"+\",LOOKUP($V294,Data!$A$6:$A$1806,Data!$E$6:$E$1806)*-1,LOOKUP($V294,Data!$A$6:$A$1806,Data!$E$6:$E$1806))","v":-263.87322998046875},{"$f":"LOOKUP($V294,Data!$A$6:$A$1806,Data!$F$6:$F$1806)","v":0},{"$f":"LOOKUP($V294,Data!$A$6:$A$1806,Data!$G$6:$G$1806)","v":169},{"$f":"LOOKUP($V294,Data!$A$6:$A$1806,Data!$H$6:$H$1806)","v":10},{"$f":"LOOKUP($V294,Data!$A$6:$A$1806,Data!$I$6:$I$1806)","v":0},{"$f":"LOOKUP($V294,Data!$A$6:$A$1806,Data!$J$6:$J$1806)","v":-103},{"$f":"LOOKUP($V294,Data!$A$6:$A$1806,Data!$K$6:$K$1806)","v":7611.54},-11.199951171875]
[null,40098.107361110706,{"$f":"LOOKUP(B295,Data!$A$6:$A$1806,Data!B$6:B$1806)","v":60.013999938964844},{"$f":"LOOKUP(B295,Data!$A$6:$A$1806,Data!C$6:C$1806)","v":3790.6669921875},null,null,null,-11.199951171875,-12.074771962883247,null,null,0,3769.6215915346916,{"$f":"AVERAGE(D$79:D295)","v":3769.6910079745103},{"$f":"AVERAGE(M$79:M295)","v":3777.2762520447045},3780.8494612803897,{"$f":"AVERAGE(P$79:P295)","v":3738.3538600543334},null,null,null,null,40098.107361110706,{"$f":"LOOKUP($V295,Data!$A$6:$A$1806,Data!$B$6:$B$1806)","v":60.013999938964844},{"$f":"LOOKUP($V295,Data!$A$6:$A$1806,Data!$C$6:$C$1806)","v":3790.6669921875},{"$f":"LOOKUP($V295,Data!$A$6:$A$1806,Data!$D$6:$D$1806)","v":335},{"$f":"IF($Z$1=\"+\",LOOKUP($V295,Data!$A$6:$A$1806,Data!$E$6:$E$1806)*-1,LOOKUP($V295,Data!$A$6:$A$1806,Data!$E$6:$E$1806))","v":-263.87322998046875},{"$f":"LOOKUP($V295,Data!$A$6:$A$1806,Data!$F$6:$F$1806)","v":0},{"$f":"LOOKUP($V295,Data!$A$6:$A$1806,Data!$G$6:$G$1806)","v":169},{"$f":"LOOKUP($V295,Data!$A$6:$A$1806,Data!$H$6:$H$1806)","v":10},{"$f":"LOOKUP($V295,Data!$A$6:$A$1806,Data!$I$6:$I$1806)","v":0},{"$f":"LOOKUP($V295,Data!$A$6:$A$1806,Data!$J$6:$J$1806)","v":-103},{"$f":"LOOKUP($V295,Data!$A$6:$A$1806,Data!$K$6:$K$1806)","v":7611.54},-11.199951171875]
[null,40098.107384258852,{"$f":"LOOKUP(B296,Data!$A$6:$A$1806,Data!B$6:B$1806)","v":60.012001037597656},{"$f":"LOOKUP(B296,Data!$A$6:$A$1806,Data!C$6:C$1806)","v":3790.4111328125},null,null,null,-9.600830078125,-11.208892303217862,null,null,0,3770.4874711943571,{"$f":"AVERAGE(D$79:D296)","v":3769.7860544187215},{"$f":"AVERAGE(M$79:M296)","v":3777.2451108481432},3780.8494612803897,{"$f":"AVERAGE(P$79:P296)","v":3738.5496923180476},null,null,null,null,40098.107384258852,{"$f":"LOOKUP($V296,Data!$A$6:$A$1806,Data!$B$6:$B$1806)","v":60.012001037597656},{"$f":"LOOKUP($V296,Data!$A$6:$A$1806,Data!$C$6:$C$1806)","v":3790.4111328125},{"$f":"LOOKUP($V296,Data!$A$6:$A$1806,Data!$D$6:$D$1806)","v":335},{"$f":"IF($Z$1=\"+\",LOOKUP($V296,Data!$A$6:$A$1806,Data!$E$6:$E$1806)*-1,LOOKUP($V296,Data!$A$6:$A$1806,Data!$E$6:$E$1806))","v":-263.87322998046875},{"$f":"LOOKUP($V296,Data!$A$6:$A$1806,Data!$F$6:$F$1806)","v":0},{"$f":"LOOKUP($V296,Data!$A$6:$A$1806,Data!$G$6:$G$1806)","v":169.5},{"$f":"LOOKUP($V296,Data!$A$6:$A$1806,Data!$H$6:$H$1806)","v":10},{"$f":"LOOKUP($V296,Data!$A$6:$A$1806,Data!$I$6:$I$1806)","v":0},{"$f":"LOOKUP($V296,Data!$A$6:$A$1806,Data!$J$6:$J$1806)","v":-103},{"$f":"LOOKUP($V296,Data!$A$6:$A$1806,Data!$K$6:$K$1806)","v":7611.87},-9.600830078125]
[null,40098.107407406998,{"$f":"LOOKUP(B297,Data!$A$6:$A$1806,Data!B$6:B$1806)","v":60.012001037597656},{"$f":"LOOKUP(B297,Data!$A$6:$A$1806,Data!C$6:C$1806)","v":3790.4111328125},null,null,null,-9.600830078125,-10.646070524435361,null,null,0,3771.0502929731397,{"$f":"AVERAGE(D$79:D297)","v":3769.8802328588754},{"$f":"AVERAGE(M$79:M297)","v":3777.2168240085316},3780.8494612803897,{"$f":"AVERAGE(P$79:P297)","v":3738.7437279554897},null,null,null,null,40098.107407406998,{"$f":"LOOKUP($V297,Data!$A$6:$A$1806,Data!$B$6:$B$1806)","v":60.012001037597656},{"$f":"LOOKUP($V297,Data!$A$6:$A$1806,Data!$C$6:$C$1806)","v":3790.4111328125},{"$f":"LOOKUP($V297,Data!$A$6:$A$1806,Data!$D$6:$D$1806)","v":335},{"$f":"IF($Z$1=\"+\",LOOKUP($V297,Data!$A$6:$A$1806,Data!$E$6:$E$1806)*-1,LOOKUP($V297,Data!$A$6:$A$1806,Data!$E$6:$E$1806))","v":-263.87322998046875},{"$f":"LOOKUP($V297,Data!$A$6:$A$1806,Data!$F$6:$F$1806)","v":0},{"$f":"LOOKUP($V297,Data!$A$6:$A$1806,Data!$G$6:$G$1806)","v":169.5},{"$f":"LOOKUP($V297,Data!$A$6:$A$1806,Data!$H$6:$H$1806)","v":10},{"$f":"LOOKUP($V297,Data!$A$6:$A$1806,Data!$I$6:$I$1806)","v":0},{"$f":"LOOKUP($V297,Data!$A$6:$A$1806,Data!$J$6:$J$1806)","v":-103},{"$f":"LOOKUP($V297,Data!$A$6:$A$1806,Data!$K$6:$K$1806)","v":7611.87},-9.600830078125]
[null,40098.107430555145,{"$f":"LOOKUP(B298,Data!$A$6:$A$1806,Data!B$6:B$1806)","v":60.009998321533203},{"$f":"LOOKUP(B298,Data!$A$6:$A$1806,Data!C$6:C$1806)","v":3791.539794921875},null,null,null,-7.9986572265625,-9.7194758701798598,null,null,0,3771.9768876273952,{"$f":"AVERAGE(D$79:D298)","v":3769.9786854137074},{"$f":"AVERAGE(M$79:M298)","v":3777.1930061158901},3780.8494612803897,{"$f":"AVERAGE(P$79:P298)","v":3738.9359915779778},null,null,null,null,40098.107430555145,{"$f":"LOOKUP($V298,Data!$A$6:$A$1806,Data!$B$6:$B$1806)","v":60.009998321533203},{"$f":"LOOKUP($V298,Data!$A$6:$A$1806,Data!$C$6:$C$1806)","v":3791.539794921875},{"$f":"LOOKUP($V298,Data!$A$6:$A$1806,Data!$D$6:$D$1806)","v":335},{"$f":"IF($Z$1=\"+\",LOOKUP($V298,Data!$A$6:$A$1806,Data!$E$6:$E$1806)*-1,LOOKUP($V298,Data!$A$6:$A$1806,Data!$E$6:$E$1806))","v":-263.87322998046875},{"$f":"LOOKUP($V298,Data!$A$6:$A$1806,Data!$F$6:$F$1806)","v":0},{"$f":"LOOKUP($V298,Data!$A$6:$A$1806,Data!$G$6:$G$1806)","v":170},{"$f":"LOOKUP($V298,Data!$A$6:$A$1806,Data!$H$6:$H$1806)","v":10},{"$f":"LOOKUP($V298,Data!$A$6:$A$1806,Data!$I$6:$I$1806)","v":0},{"$f":"LOOKUP($V298,Data!$A$6:$A$1806,Data!$J$6:$J$1806)","v":-103},{"$f":"LOOKUP($V298,Data!$A$6:$A$1806,Data!$K$6:$K$1806)","v":7612.2},-7.9986572265625]
[null,40098.107453703291,{"$f":"LOOKUP(B299,Data!$A$6:$A$1806,Data!B$6:B$1806)","v":60.009998321533203},{"$f":"LOOKUP(B299,Data!$A$6:$A$1806,Data!C$6:C$1806)","v":3791.539794921875},null,null,null,-7.9986572265625,{"$f":"L$13*H299+(1-L$13)*I298","v":-9.1171893449137844},null,null,0,3772.5791741526614,{"$f":"AVERAGE(D$79:D299)","v":3770.0762469951924},{"$f":"AVERAGE(M$79:M299)","v":3777.1721290481833},3780.8494612803897,{"$f":"AVERAGE(P$79:P299)","v":3739.1265073493523},null,null,null,null,40098.107453703291,{"$f":"LOOKUP($V299,Data!$A$6:$A$1806,Data!$B$6:$B$1806)","v":60.009998321533203},{"$f":"LOOKUP($V299,Data!$A$6:$A$1806,Data!$C$6:$C$1806)","v":3791.539794921875},{"$f":"LOOKUP($V299,Data!$A$6:$A$1806,Data!$D$6:$D$1806)","v":335},{"$f":"IF($Z$1=\"+\",LOOKUP($V299,Data!$A$6:$A$1806,Data!$E$6:$E$1806)*-1,LOOKUP($V299,Data!$A$6:$A$1806,Data!$E$6:$E$1806))","v":-263.87322998046875},{"$f":"LOOKUP($V299,Data!$A$6:$A$1806,Data!$F$6:$F$1806)","v":0},{"$f":"LOOKUP($V299,Data!$A$6:$A$1806,Data!$G$6:$G$1806)","v":170},{"$f":"LOOKUP($V299,Data!$A$6:$A$1806,Data!$H$6:$H$1806)","v":10},{"$f":"LOOKUP($V299,Data!$A$6:$A$1806,Data!$I$6:$I$1806)","v":0},{"$f":"LOOKUP($V299,Data!$A$6:$A$1806,Data!$J$6:$J$1806)","v":-103},{"$f":"LOOKUP($V299,Data!$A$6:$A$1806,Data!$K$6:$K$1806)","v":7612.2},-7.9986572265625]
[null,40098.107476851437,{"$f":"LOOKUP(B300,Data!$A$6:$A$1806,Data!B$6:B$1806)","v":60.006999969482422},{"$f":"LOOKUP(B300,Data!$A$6:$A$1806,Data!C$6:C$1806)","v":3791.027099609375},null,null,null,{"$f":"(IF((C300-L$2)>0,((C300-L$2-L$5)/((L$4*L$2)-L$5)*L$3*-1),((C300-L$2+L$5)/((L$4*L$2)-L$5)*L$3*-1)))","v":-5.5999755859375},-7.8861645292720848,null,null,0,3773.8101989683032,{"$f":"AVERAGE(D$79:D300)","v":3770.170620205166},{"$f":"AVERAGE(M$79:M300)","v":3777.1569852189941},3780.8494612803897,{"$f":"AVERAGE(P$79:P300)","v":3739.3152989960995},null,null,null,null,40098.107476851437,{"$f":"LOOKUP($V300,Data!$A$6:$A$1806,Data!$B$6:$B$1806)","v":60.006999969482422},{"$f":"LOOKUP($V300,Data!$A$6:$A$1806,Data!$C$6:$C$1806)","v":3791.027099609375},{"$f":"LOOKUP($V300,Data!$A$6:$A$1806,Data!$D$6:$D$1806)","v":335},{"$f":"IF($Z$1=\"+\",LOOKUP($V300,Data!$A$6:$A$1806,Data!$E$6:$E$1806)*-1,LOOKUP($V300,Data!$A$6:$A$1806,Data!$E$6:$E$1806))","v":-263.87322998046875},{"$f":"LOOKUP($V300,Data!$A$6:$A$1806,Data!$F$6:$F$1806)","v":0},{"$f":"LOOKUP($V300,Data!$A$6:$A$1806,Data!$G$6:$G$1806)","v":170.5},{"$f":"LOOKUP($V300,Data!$A$6:$A$1806,Data!$H$6:$H$1806)","v":10},{"$f":"LOOKUP($V300,Data!$A$6:$A$1806,Data!$I$6:$I$1806)","v":0},{"$f":"LOOKUP($V300,Data!$A$6:$A$1806,Data!$J$6:$J$1806)","v":-103},{"$f":"LOOKUP($V300,Data!$A$6:$A$1806,Data!$K$6:$K$1806)","v":7612.53},{"$f":"(IF((W300-$L$2)>0,((W300-$L$2-$L$5)/(($L$4*$L$2)-$L$5)*$L$3*-1),((W300-$L$2+$L$5)/(($L$4*$L$2)-$L$5)*$L$3*-1)))","v":-5.5999755859375}]
[null,40098.107499999584,{"$f":"LOOKUP(B301,Data!$A$6:$A$1806,Data!B$6:B$1806)","v":60.006999969482422},{"$f":"LOOKUP(B301,Data!$A$6:$A$1806,Data!C$6:C$1806)","v":3791.027099609375},null,null,null,-5.5999755859375,-7.0859983991049802,null,null,0,3774.6103650984705,{"$f":"AVERAGE(D$79:D301)","v":3770.2641470186377},{"$f":"AVERAGE(M$79:M301)","v":3777.145565397826},3780.8494612803897,{"$f":"AVERAGE(P$79:P301)","v":3739.5023898171999},null,null,null,null,40098.107499999584,{"$f":"LOOKUP($V301,Data!$A$6:$A$1806,Data!$B$6:$B$1806)","v":60.006999969482422},{"$f":"LOOKUP($V301,Data!$A$6:$A$1806,Data!$C$6:$C$1806)","v":3791.027099609375},{"$f":"LOOKUP($V301,Data!$A$6:$A$1806,Data!$D$6:$D$1806)","v":335},{"$f":"IF($Z$1=\"+\",LOOKUP($V301,Data!$A$6:$A$1806,Data!$E$6:$E$1806)*-1,LOOKUP($V301,Data!$A$6:$A$1806,Data!$E$6:$E$1806))","v":-263.87322998046875},{"$f":"LOOKUP($V301,Data!$A$6:$A$1806,Data!$F$6:$F$1806)","v":0},{"$f":"LOOKUP($V301,Data!$A$6:$A$1806,Data!$G$6:$G$1806)","v":170.5},{"$f":"LOOKUP($V301,Data!$A$6:$A$1806,Data!$H$6:$H$1806)","v":10},{"$f":"LOOKUP($V301,Data!$A$6:$A$1806,Data!$I$6:$I$1806)","v":0},{"$f":"LOOKUP($V301,Data!$A$6:$A$1806,Data!$J$6:$J$1806)","v":-103},{"$f":"LOOKUP($V301,Data!$A$6:$A$1806,Data!$K$6:$K$1806)","v":7612.53},-5.5999755859375]
[null,{"$f":"B301+TIME(0,0,$B$1)","v":40098.10752314773},{"$f":"LOOKUP(B302,Data!$A$6:$A$1806,Data!B$6:B$1806)","v":60.008998870849609},{"$f":"LOOKUP(B302,Data!$A$6:$A$1806,Data!C$6:C$1806)","v":3791.426025390625},null,null,null,-7.1990966796875,-7.1255827973088621,null,null,0,3774.5707807002668,{"$f":"AVERAGE(D$79:D302)","v":3770.3586196899414},{"$f":"AVERAGE(M$79:M302)","v":3777.1340708232833},3780.8494612803897,{"$f":"AVERAGE(P$79:P302)","v":3739.6878026937161},null,null,null,null,40098.10752314773,{"$f":"LOOKUP($V302,Data!$A$6:$A$1806,Data!$B$6:$B$1806)","v":60.008998870849609},{"$f":"LOOKUP($V302,Data!$A$6:$A$1806,Data!$C$6:$C$1806)","v":3791.426025390625},{"$f":"LOOKUP($V302,Data!$A$6:$A$1806,Data!$D$6:$D$1806)","v":335},{"$f":"IF($Z$1=\"+\",LOOKUP($V302,Data!$A$6:$A$1806,Data!$E$6:$E$1806)*-1,LOOKUP($V302,Data!$A$6:$A$1806,Data!$E$6:$E$1806))","v":-263.87322998046875},{"$f":"LOOKUP($V302,Data!$A$6:$A$1806,Data!$F$6:$F$1806)","v":0},{"$f":"LOOKUP($V302,Data!$A$6:$A$1806,Data!$G$6:$G$1806)","v":171},{"$f":"LOOKUP($V302,Data!$A$6:$A$1806,Data!$H$6:$H$1806)","v":10},{"$f":"LOOKUP($V302,Data!$A$6:$A$1806,Data!$I$6:$I$1806)","v":0},{"$f":"LOOKUP($V302,Data!$A$6:$A$1806,Data!$J$6:$J$1806)","v":-103},{"$f":"LOOKUP($V302,Data!$A$6:$A$1806,Data!$K$6:$K$1806)","v":7612.86},-7.1990966796875]
[null,40098.107546295876,{"$f":"LOOKUP(B303,Data!$A$6:$A$1806,Data!B$6:B$1806)","v":60.008998870849609},{"$f":"LOOKUP(B303,Data!$A$6:$A$1806,Data!C$6:C$1806)","v":3791.426025390625},null,null,null,-7.1990966796875,-7.1513126561413856,null,null,0,3774.5450508414342,{"$f":"AVERAGE(D$79:D303)","v":3770.4522526041665},{"$f":"AVERAGE(M$79:M303)","v":3777.1225640678085},3780.8494612803897,{"$f":"AVERAGE(P$79:P303)","v":3739.8715600981209},null,null,null,null,40098.107546295876,{"$f":"LOOKUP($V303,Data!$A$6:$A$1806,Data!$B$6:$B$1806)","v":60.008998870849609},{"$f":"LOOKUP($V303,Data!$A$6:$A$1806,Data!$C$6:$C$1806)","v":3791.426025390625},{"$f":"LOOKUP($V303,Data!$A$6:$A$1806,Data!$D$6:$D$1806)","v":335},{"$f":"IF($Z$1=\"+\",LOOKUP($V303,Data!$A$6:$A$1806,Data!$E$6:$E$1806)*-1,LOOKUP($V303,Data!$A$6:$A$1806,Data!$E$6:$E$1806))","v":-263.87322998046875},{"$f":"LOOKUP($V303,Data!$A$6:$A$1806,Data!$F$6:$F$1806)","v":0},{"$f":"LOOKUP($V303,Data!$A$6:$A$1806,Data!$G$6:$G$1806)","v":171},{"$f":"LOOKUP($V303,Data!$A$6:$A$1806,Data!$H$6:$H$1806)","v":10},{"$f":"LOOKUP($V303,Data!$A$6:$A$1806,Data!$I$6:$I$1806)","v":0},{"$f":"LOOKUP($V303,Data!$A$6:$A$1806,Data!$J$6:$J$1806)","v":-103},{"$f":"LOOKUP($V303,Data!$A$6:$A$1806,Data!$K$6:$K$1806)","v":7612.86},-7.1990966796875]
[null,40098.107569444022,{"$f":"LOOKUP(B304,Data!$A$6:$A$1806,Data!B$6:B$1806)","v":60.002998352050781},{"$f":"LOOKUP(B304,Data!$A$6:$A$1806,Data!C$6:C$1806)","v":3790.457275390625},null,null,null,-2.398681640625,-5.487891800710651,null,null,0,3776.2084716968648,{"$f":"AVERAGE(D$79:D304)","v":3770.5407704041068},{"$f":"AVERAGE(M$79:M304)","v":3777.1185194112995},3780.8494612803897,{"$f":"AVERAGE(P$79:P304)","v":3740.0536841033754},null,null,null,null,40098.107569444022,{"$f":"LOOKUP($V304,Data!$A$6:$A$1806,Data!$B$6:$B$1806)","v":60.002998352050781},{"$f":"LOOKUP($V304,Data!$A$6:$A$1806,Data!$C$6:$C$1806)","v":3790.457275390625},{"$f":"LOOKUP($V304,Data!$A$6:$A$1806,Data!$D$6:$D$1806)","v":335},{"$f":"IF($Z$1=\"+\",LOOKUP($V304,Data!$A$6:$A$1806,Data!$E$6:$E$1806)*-1,LOOKUP($V304,Data!$A$6:$A$1806,Data!$E$6:$E$1806))","v":-264.597900390625},{"$f":"LOOKUP($V304,Data!$A$6:$A$1806,Data!$F$6:$F$1806)","v":0},{"$f":"LOOKUP($V304,Data!$A$6:$A$1806,Data!$G$6:$G$1806)","v":171.5},{"$f":"LOOKUP($V304,Data!$A$6:$A$1806,Data!$H$6:$H$1806)","v":10},{"$f":"LOOKUP($V304,Data!$A$6:$A$1806,Data!$I$6:$I$1806)","v":0},{"$f":"LOOKUP($V304,Data!$A$6:$A$1806,Data!$J$6:$J$1806)","v":-103},{"$f":"LOOKUP($V304,Data!$A$6:$A$1806,Data!$K$6:$K$1806)","v":7613.19},-2.398681640625]
[null,40098.107592592169,{"$f":"LOOKUP(B305,Data!$A$6:$A$1806,Data!B$6:B$1806)","v":60.002998352050781},{"$f":"LOOKUP(B305,Data!$A$6:$A$1806,Data!C$6:C$1806)","v":3790.457275390625},null,null,null,-2.398681640625,-4.4066682446806738,null,null,0,3777.2896952528949,{"$f":"AVERAGE(D$79:D305)","v":3770.6285083115363},{"$f":"AVERAGE(M$79:M305)","v":3777.1192734898968},3780.8494612803897,{"$f":"AVERAGE(P$79:P305)","v":3740.2341963917693},null,null,null,null,40098.107592592169,{"$f":"LOOKUP($V305,Data!$A$6:$A$1806,Data!$B$6:$B$1806)","v":60.002998352050781},{"$f":"LOOKUP($V305,Data!$A$6:$A$1806,Data!$C$6:$C$1806)","v":3790.457275390625},{"$f":"LOOKUP($V305,Data!$A$6:$A$1806,Data!$D$6:$D$1806)","v":335},{"$f":"IF($Z$1=\"+\",LOOKUP($V305,Data!$A$6:$A$1806,Data!$E$6:$E$1806)*-1,LOOKUP($V305,Data!$A$6:$A$1806,Data!$E$6:$E$1806))","v":-264.597900390625},{"$f":"LOOKUP($V305,Data!$A$6:$A$1806,Data!$F$6:$F$1806)","v":0},{"$f":"LOOKUP($V305,Data!$A$6:$A$1806,Data!$G$6:$G$1806)","v":171.5},{"$f":"LOOKUP($V305,Data!$A$6:$A$1806,Data!$H$6:$H$1806)","v":10},{"$f":"LOOKUP($V305,Data!$A$6:$A$1806,Data!$I$6:$I$1806)","v":0},{"$f":"LOOKUP($V305,Data!$A$6:$A$1806,Data!$J$6:$J$1806)","v":-103},{"$f":"LOOKUP($V305,Data!$A$6:$A$1806,Data!$K$6:$K$1806)","v":7613.19},-2.398681640625]
[null,40098.107615740315,{"$f":"LOOKUP(B306,Data!$A$6:$A$1806,Data!B$6:B$1806)","v":59.994998931884766},{"$f":"LOOKUP(B306,Data!$A$6:$A$1806,Data!C$6:C$1806)","v":3789.5849609375},null,null,null,4.0008544921875,-1.4640352867768129,null,null,0,3780.2323282107986,{"$f":"AVERAGE(D$79:D306)","v":3770.711650647615},{"$f":"AVERAGE(M$79:M306)","v":3777.1329272386733},3780.8494612803897,{"$f":"AVERAGE(P$79:P306)","v":3740.4131182635256},null,null,null,null,40098.107615740315,{"$f":"LOOKUP($V306,Data!$A$6:$A$1806,Data!$B$6:$B$1806)","v":59.994998931884766},{"$f":"LOOKUP($V306,Data!$A$6:$A$1806,Data!$C$6:$C$1806)","v":3789.5849609375},{"$f":"LOOKUP($V306,Data!$A$6:$A$1806,Data!$D$6:$D$1806)","v":335},{"$f":"IF($Z$1=\"+\",LOOKUP($V306,Data!$A$6:$A$1806,Data!$E$6:$E$1806)*-1,LOOKUP($V306,Data!$A$6:$A$1806,Data!$E$6:$E$1806))","v":-264.597900390625},{"$f":"LOOKUP($V306,Data!$A$6:$A$1806,Data!$F$6:$F$1806)","v":0},{"$f":"LOOKUP($V306,Data!$A$6:$A$1806,Data!$G$6:$G$1806)","v":172},{"$f":"LOOKUP($V306,Data!$A$6:$A$1806,Data!$H$6:$H$1806)","v":10},{"$f":"LOOKUP($V306,Data!$A$6:$A$1806,Data!$I$6:$I$1806)","v":0},{"$f":"LOOKUP($V306,Data!$A$6:$A$1806,Data!$J$6:$J$1806)","v":-103},{"$f":"LOOKUP($V306,Data!$A$6:$A$1806,Data!$K$6:$K$1806)","v":7613.52},4.0008544921875]
[null,40098.107638888461,{"$f":"LOOKUP(B307,Data!$A$6:$A$1806,Data!B$6:B$1806)","v":59.994998931884766},{"$f":"LOOKUP(B307,Data!$A$6:$A$1806,Data!C$6:C$1806)","v":3789.5849609375},null,null,null,4.0008544921875,0.44867613586069655,null,null,0,3782.1450396334362,{"$f":"AVERAGE(D$79:D307)","v":3770.7940668497545},{"$f":"AVERAGE(M$79:M307)","v":3777.1548141923618},3780.8494612803897,{"$f":"AVERAGE(P$79:P307)","v":3740.5904706451784},null,null,null,null,40098.107638888461,{"$f":"LOOKUP($V307,Data!$A$6:$A$1806,Data!$B$6:$B$1806)","v":59.994998931884766},{"$f":"LOOKUP($V307,Data!$A$6:$A$1806,Data!$C$6:$C$1806)","v":3789.5849609375},{"$f":"LOOKUP($V307,Data!$A$6:$A$1806,Data!$D$6:$D$1806)","v":335},{"$f":"IF($Z$1=\"+\",LOOKUP($V307,Data!$A$6:$A$1806,Data!$E$6:$E$1806)*-1,LOOKUP($V307,Data!$A$6:$A$1806,Data!$E$6:$E$1806))","v":-264.597900390625},{"$f":"LOOKUP($V307,Data!$A$6:$A$1806,Data!$F$6:$F$1806)","v":0},{"$f":"LOOKUP($V307,Data!$A$6:$A$1806,Data!$G$6:$G$1806)","v":172},{"$f":"LOOKUP($V307,Data!$A$6:$A$1806,Data!$H$6:$H$1806)","v":10},{"$f":"LOOKUP($V307,Data!$A$6:$A$1806,Data!$I$6:$I$1806)","v":0},{"$f":"LOOKUP($V307,Data!$A$6:$A$1806,Data!$J$6:$J$1806)","v":-103},{"$f":"LOOKUP($V307,Data!$A$6:$A$1806,Data!$K$6:$K$1806)","v":7613.52},4.0008544921875]
[null,40098.107662036608,{"$f":"LOOKUP(B308,Data!$A$6:$A$1806,Data!B$6:B$1806)","v":59.991001129150391},{"$f":"LOOKUP(B308,Data!$A$6:$A$1806,Data!C$6:C$1806)","v":3788.10498046875},null,null,null,7.1990966796875,2.8113233262000779,null,null,0,3784.5076868237757,{"$f":"AVERAGE(D$79:D308)","v":3770.869331691576},{"$f":"AVERAGE(M$79:M308)","v":3777.1867832038024},3780.8494612803897,{"$f":"AVERAGE(P$79:P308)","v":3740.7662740977339},null,null,null,null,40098.107662036608,{"$f":"LOOKUP($V308,Data!$A$6:$A$1806,Data!$B$6:$B$1806)","v":59.991001129150391},{"$f":"LOOKUP($V308,Data!$A$6:$A$1806,Data!$C$6:$C$1806)","v":3788.10498046875},{"$f":"LOOKUP($V308,Data!$A$6:$A$1806,Data!$D$6:$D$1806)","v":335},{"$f":"IF($Z$1=\"+\",LOOKUP($V308,Data!$A$6:$A$1806,Data!$E$6:$E$1806)*-1,LOOKUP($V308,Data!$A$6:$A$1806,Data!$E$6:$E$1806))","v":-264.597900390625},{"$f":"LOOKUP($V308,Data!$A$6:$A$1806,Data!$F$6:$F$1806)","v":0},{"$f":"LOOKUP($V308,Data!$A$6:$A$1806,Data!$G$6:$G$1806)","v":172.5},{"$f":"LOOKUP($V308,Data!$A$6:$A$1806,Data!$H$6:$H$1806)","v":10},{"$f":"LOOKUP($V308,Data!$A$6:$A$1806,Data!$I$6:$I$1806)","v":0},{"$f":"LOOKUP($V308,Data!$A$6:$A$1806,Data!$J$6:$J$1806)","v":-103},{"$f":"LOOKUP($V308,Data!$A$6:$A$1806,Data!$K$6:$K$1806)","v":7613.85},7.1990966796875]
[null,40098.107685184754,{"$f":"LOOKUP(B309,Data!$A$6:$A$1806,Data!B$6:B$1806)","v":59.991001129150391},{"$f":"LOOKUP(B309,Data!$A$6:$A$1806,Data!C$6:C$1806)","v":3788.10498046875},null,null,null,7.1990966796875,4.3470439999206754,null,null,0,3786.0434074974964,{"$f":"AVERAGE(D$79:D309)","v":3770.9439448897456},{"$f":"AVERAGE(M$79:M309)","v":3777.2251235687099},3780.8494612803897,{"$f":"AVERAGE(P$79:P309)","v":3740.9405488246152},null,null,null,null,40098.107685184754,{"$f":"LOOKUP($V309,Data!$A$6:$A$1806,Data!$B$6:$B$1806)","v":59.991001129150391},{"$f":"LOOKUP($V309,Data!$A$6:$A$1806,Data!$C$6:$C$1806)","v":3788.10498046875},{"$f":"LOOKUP($V309,Data!$A$6:$A$1806,Data!$D$6:$D$1806)","v":335},{"$f":"IF($Z$1=\"+\",LOOKUP($V309,Data!$A$6:$A$1806,Data!$E$6:$E$1806)*-1,LOOKUP($V309,Data!$A$6:$A$1806,Data!$E$6:$E$1806))","v":-264.597900390625},{"$f":"LOOKUP($V309,Data!$A$6:$A$1806,Data!$F$6:$F$1806)","v":0},{"$f":"LOOKUP($V309,Data!$A$6:$A$1806,Data!$G$6:$G$1806)","v":172.5},{"$f":"LOOKUP($V309,Data!$A$6:$A$1806,Data!$H$6:$H$1806)","v":10},{"$f":"LOOKUP($V309,Data!$A$6:$A$1806,Data!$I$6:$I$1806)","v":0},{"$f":"LOOKUP($V309,Data!$A$6:$A$1806,Data!$J$6:$J$1806)","v":-103},{"$f":"LOOKUP($V309,Data!$A$6:$A$1806,Data!$K$6:$K$1806)","v":7613.85},7.1990966796875]
[null,40098.1077083329,{"$f":"LOOKUP(B310,Data!$A$6:$A$1806,Data!B$6:B$1806)","v":59.992000579833984},{"$f":"LOOKUP(B310,Data!$A$6:$A$1806,Data!C$6:C$1806)","v":3788.189453125},null,null,null,6.3995361328125,5.0654162464328145,null,null,0,3786.7617797440084,{"$f":"AVERAGE(D$79:D310)","v":3771.0182789769665},{"$f":"AVERAGE(M$79:M310)","v":3777.2662298453279},3780.8494612803897,{"$f":"AVERAGE(P$79:P310)","v":3741.1133146794018},null,null,null,null,40098.1077083329,{"$f":"LOOKUP($V310,Data!$A$6:$A$1806,Data!$B$6:$B$1806)","v":59.992000579833984},{"$f":"LOOKUP($V310,Data!$A$6:$A$1806,Data!$C$6:$C$1806)","v":3788.189453125},{"$f":"LOOKUP($V310,Data!$A$6:$A$1806,Data!$D$6:$D$1806)","v":335},{"$f":"IF($Z$1=\"+\",LOOKUP($V310,Data!$A$6:$A$1806,Data!$E$6:$E$1806)*-1,LOOKUP($V310,Data!$A$6:$A$1806,Data!$E$6:$E$1806))","v":-264.597900390625},{"$f":"LOOKUP($V310,Data!$A$6:$A$1806,Data!$F$6:$F$1806)","v":0},{"$f":"LOOKUP($V310,Data!$A$6:$A$1806,Data!$G$6:$G$1806)","v":173},{"$f":"LOOKUP($V310,Data!$A$6:$A$1806,Data!$H$6:$H$1806)","v":10},{"$f":"LOOKUP($V310,Data!$A$6:$A$1806,Data!$I$6:$I$1806)","v":0},{"$f":"LOOKUP($V310,Data!$A$6:$A$1806,Data!$J$6:$J$1806)","v":-103},{"$f":"LOOKUP($V310,Data!$A$6:$A$1806,Data!$K$6:$K$1806)","v":7614.18},6.3995361328125]
[null,40098.107731481046,{"$f":"LOOKUP(B311,Data!$A$6:$A$1806,Data!B$6:B$1806)","v":59.992000579833984},{"$f":"LOOKUP(B311,Data!$A$6:$A$1806,Data!C$6:C$1806)","v":3788.189453125},null,null,null,6.3995361328125,5.5323582066657044,null,null,0,3787.2287217042413,{"$f":"AVERAGE(D$79:D311)","v":3771.0919750033531},{"$f":"AVERAGE(M$79:M311)","v":3777.3089873211175},3780.8494612803897,{"$f":"AVERAGE(P$79:P311)","v":3741.2845911733716},null,null,null,null,40098.107731481046,{"$f":"LOOKUP($V311,Data!$A$6:$A$1806,Data!$B$6:$B$1806)","v":59.992000579833984},{"$f":"LOOKUP($V311,Data!$A$6:$A$1806,Data!$C$6:$C$1806)","v":3788.189453125},{"$f":"LOOKUP($V311,Data!$A$6:$A$1806,Data!$D$6:$D$1806)","v":335},{"$f":"IF($Z$1=\"+\",LOOKUP($V311,Data!$A$6:$A$1806,Data!$E$6:$E$1806)*-1,LOOKUP($V311,Data!$A$6:$A$1806,Data!$E$6:$E$1806))","v":-264.597900390625},{"$f":"LOOKUP($V311,Data!$A$6:$A$1806,Data!$F$6:$F$1806)","v":0},{"$f":"LOOKUP($V311,Data!$A$6:$A$1806,Data!$G$6:$G$1806)","v":173},{"$f":"LOOKUP($V311,Data!$A$6:$A$1806,Data!$H$6:$H$1806)","v":10},{"$f":"LOOKUP($V311,Data!$A$6:$A$1806,Data!$I$6:$I$1806)","v":0},{"$f":"LOOKUP($V311,Data!$A$6:$A$1806,Data!$J$6:$J$1806)","v":-103},{"$f":"LOOKUP($V311,Data!$A$6:$A$1806,Data!$K$6:$K$1806)","v":7614.18},6.3995361328125]
[null,40098.107754629193,{"$f":"LOOKUP(B312,Data!$A$6:$A$1806,Data!B$6:B$1806)","v":59.986000061035156},{"$f":"LOOKUP(B312,Data!$A$6:$A$1806,Data!C$6:C$1806)","v":3788.5400390625},null,null,null,11.199951171875,7.516015744488957,null,null,0,3789.2123792420643,{"$f":"AVERAGE(D$79:D312)","v":3771.1665393796743},{"$f":"AVERAGE(M$79:M312)","v":3777.3598565173606},3780.8494612803897,{"$f":"AVERAGE(P$79:P312)","v":3741.4543974828439},null,null,null,null,40098.107754629193,{"$f":"LOOKUP($V312,Data!$A$6:$A$1806,Data!$B$6:$B$1806)","v":59.986000061035156},{"$f":"LOOKUP($V312,Data!$A$6:$A$1806,Data!$C$6:$C$1806)","v":3788.5400390625},{"$f":"LOOKUP($V312,Data!$A$6:$A$1806,Data!$D$6:$D$1806)","v":335},{"$f":"IF($Z$1=\"+\",LOOKUP($V312,Data!$A$6:$A$1806,Data!$E$6:$E$1806)*-1,LOOKUP($V312,Data!$A$6:$A$1806,Data!$E$6:$E$1806))","v":-264.597900390625},{"$f":"LOOKUP($V312,Data!$A$6:$A$1806,Data!$F$6:$F$1806)","v":0},{"$f":"LOOKUP($V312,Data!$A$6:$A$1806,Data!$G$6:$G$1806)","v":173.5},{"$f":"LOOKUP($V312,Data!$A$6:$A$1806,Data!$H$6:$H$1806)","v":10},{"$f":"LOOKUP($V312,Data!$A$6:$A$1806,Data!$I$6:$I$1806)","v":0},{"$f":"LOOKUP($V312,Data!$A$6:$A$1806,Data!$J$6:$J$1806)","v":-103},{"$f":"LOOKUP($V312,Data!$A$6:$A$1806,Data!$K$6:$K$1806)","v":7614.51},11.199951171875]
[null,40098.107777777339,{"$f":"LOOKUP(B313,Data!$A$6:$A$1806,Data!B$6:B$1806)","v":59.986000061035156},{"$f":"LOOKUP(B313,Data!$A$6:$A$1806,Data!C$6:C$1806)","v":3788.5400390625},null,null,null,11.199951171875,8.8053931440740723,null,null,0,3790.5017566416495,{"$f":"AVERAGE(D$79:D313)","v":3771.2404691655584},{"$f":"AVERAGE(M$79:M313)","v":3777.4157794966131},3780.8494612803897,{"$f":"AVERAGE(P$79:P313)","v":3741.6227524563378},null,null,null,null,40098.107777777339,{"$f":"LOOKUP($V313,Data!$A$6:$A$1806,Data!$B$6:$B$1806)","v":59.986000061035156},{"$f":"LOOKUP($V313,Data!$A$6:$A$1806,Data!$C$6:$C$1806)","v":3788.5400390625},{"$f":"LOOKUP($V313,Data!$A$6:$A$1806,Data!$D$6:$D$1806)","v":335},{"$f":"IF($Z$1=\"+\",LOOKUP($V313,Data!$A$6:$A$1806,Data!$E$6:$E$1806)*-1,LOOKUP($V313,Data!$A$6:$A$1806,Data!$E$6:$E$1806))","v":-264.597900390625},{"$f":"LOOKUP($V313,Data!$A$6:$A$1806,Data!$F$6:$F$1806)","v":0},{"$f":"LOOKUP($V313,Data!$A$6:$A$1806,Data!$G$6:$G$1806)","v":173.5},{"$f":"LOOKUP($V313,Data!$A$6:$A$1806,Data!$H$6:$H$1806)","v":10},{"$f":"LOOKUP($V313,Data!$A$6:$A$1806,Data!$I$6:$I$1806)","v":0},{"$f":"LOOKUP($V313,Data!$A$6:$A$1806,Data!$J$6:$J$1806)","v":-103},{"$f":"LOOKUP($V313,Data!$A$6:$A$1806,Data!$K$6:$K$1806)","v":7614.51},11.199951171875]
[null,40098.107800925485,{"$f":"LOOKUP(B314,Data!$A$6:$A$1806,Data!B$6:B$1806)","v":59.984001159667969},{"$f":"LOOKUP(B314,Data!$A$6:$A$1806,Data!C$6:C$1806)","v":3788.10107421875},null,null,null,12.799072265625,10.203180836616898,null,null,0,3791.8995443341923,{"$f":"AVERAGE(D$79:D314)","v":3771.3119124073091},{"$f":"AVERAGE(M$79:M314)","v":3777.4771513815176},3780.8494612803897,{"$f":"AVERAGE(P$79:P314)","v":3741.7896746215465},null,null,null,null,40098.107800925485,{"$f":"LOOKUP($V314,Data!$A$6:$A$1806,Data!$B$6:$B$1806)","v":59.984001159667969},{"$f":"LOOKUP($V314,Data!$A$6:$A$1806,Data!$C$6:$C$1806)","v":3788.10107421875},{"$f":"LOOKUP($V314,Data!$A$6:$A$1806,Data!$D$6:$D$1806)","v":335},{"$f":"IF($Z$1=\"+\",LOOKUP($V314,Data!$A$6:$A$1806,Data!$E$6:$E$1806)*-1,LOOKUP($V314,Data!$A$6:$A$1806,Data!$E$6:$E$1806))","v":-262.41592407226562},{"$f":"LOOKUP($V314,Data!$A$6:$A$1806,Data!$F$6:$F$1806)","v":0},{"$f":"LOOKUP($V314,Data!$A$6:$A$1806,Data!$G$6:$G$1806)","v":174},{"$f":"LOOKUP($V314,Data!$A$6:$A$1806,Data!$H$6:$H$1806)","v":10},{"$f":"LOOKUP($V314,Data!$A$6:$A$1806,Data!$I$6:$I$1806)","v":0},{"$f":"LOOKUP($V314,Data!$A$6:$A$1806,Data!$J$6:$J$1806)","v":-103},{"$f":"LOOKUP($V314,Data!$A$6:$A$1806,Data!$K$6:$K$1806)","v":7614.84},12.799072265625]
[null,40098.107824073631,{"$f":"LOOKUP(B315,Data!$A$6:$A$1806,Data!B$6:B$1806)","v":59.984001159667969},{"$f":"LOOKUP(B315,Data!$A$6:$A$1806,Data!C$6:C$1806)","v":3788.10107421875},null,null,null,12.799072265625,11.111742836769734,null,null,0,3792.8081063343452,{"$f":"AVERAGE(D$79:D315)","v":3771.3827527525054},{"$f":"AVERAGE(M$79:M315)","v":3777.5418389551583},3780.8494612803897,{"$f":"AVERAGE(P$79:P315)","v":3741.955182192135},null,null,null,null,40098.107824073631,{"$f":"LOOKUP($V315,Data!$A$6:$A$1806,Data!$B$6:$B$1806)","v":59.984001159667969},{"$f":"LOOKUP($V315,Data!$A$6:$A$1806,Data!$C$6:$C$1806)","v":3788.10107421875},{"$f":"LOOKUP($V315,Data!$A$6:$A$1806,Data!$D$6:$D$1806)","v":335},{"$f":"IF($Z$1=\"+\",LOOKUP($V315,Data!$A$6:$A$1806,Data!$E$6:$E$1806)*-1,LOOKUP($V315,Data!$A$6:$A$1806,Data!$E$6:$E$1806))","v":-262.41592407226562},{"$f":"LOOKUP($V315,Data!$A$6:$A$1806,Data!$F$6:$F$1806)","v":0},{"$f":"LOOKUP($V315,Data!$A$6:$A$1806,Data!$G$6:$G$1806)","v":174},{"$f":"LOOKUP($V315,Data!$A$6:$A$1806,Data!$H$6:$H$1806)","v":10},{"$f":"LOOKUP($V315,Data!$A$6:$A$1806,Data!$I$6:$I$1806)","v":0},{"$f":"LOOKUP($V315,Data!$A$6:$A$1806,Data!$J$6:$J$1806)","v":-103},{"$f":"LOOKUP($V315,Data!$A$6:$A$1806,Data!$K$6:$K$1806)","v":7614.84},12.799072265625]
[null,40098.107847221778,{"$f":"LOOKUP(B316,Data!$A$6:$A$1806,Data!B$6:B$1806)","v":59.984001159667969},{"$f":"LOOKUP(B316,Data!$A$6:$A$1806,Data!C$6:C$1806)","v":3786.452880859375},null,null,null,12.799072265625,11.702308136869078,null,null,0,3793.3986716344448,{"$f":"AVERAGE(D$79:D316)","v":3771.4460726185007},{"$f":"AVERAGE(M$79:M316)","v":3777.6084643025506},3780.8494612803897,{"$f":"AVERAGE(P$79:P316)","v":3742.1192930743637},null,null,null,null,40098.107847221778,{"$f":"LOOKUP($V316,Data!$A$6:$A$1806,Data!$B$6:$B$1806)","v":59.984001159667969},{"$f":"LOOKUP($V316,Data!$A$6:$A$1806,Data!$C$6:$C$1806)","v":3786.452880859375},{"$f":"LOOKUP($V316,Data!$A$6:$A$1806,Data!$D$6:$D$1806)","v":335},{"$f":"IF($Z$1=\"+\",LOOKUP($V316,Data!$A$6:$A$1806,Data!$E$6:$E$1806)*-1,LOOKUP($V316,Data!$A$6:$A$1806,Data!$E$6:$E$1806))","v":-262.41592407226562},{"$f":"LOOKUP($V316,Data!$A$6:$A$1806,Data!$F$6:$F$1806)","v":0},{"$f":"LOOKUP($V316,Data!$A$6:$A$1806,Data!$G$6:$G$1806)","v":174.5},{"$f":"LOOKUP($V316,Data!$A$6:$A$1806,Data!$H$6:$H$1806)","v":10},{"$f":"LOOKUP($V316,Data!$A$6:$A$1806,Data!$I$6:$I$1806)","v":0},{"$f":"LOOKUP($V316,Data!$A$6:$A$1806,Data!$J$6:$J$1806)","v":-103},{"$f":"LOOKUP($V316,Data!$A$6:$A$1806,Data!$K$6:$K$1806)","v":7615.17},12.799072265625]
[null,40098.107870369924,{"$f":"LOOKUP(B317,Data!$A$6:$A$1806,Data!B$6:B$1806)","v":59.984001159667969},{"$f":"LOOKUP(B317,Data!$A$6:$A$1806,Data!C$6:C$1806)","v":3786.452880859375},null,null,null,12.799072265625,12.086175581933652,null,null,0,3793.7825390795092,{"$f":"AVERAGE(D$79:D317)","v":3771.5088626111401},{"$f":"AVERAGE(M$79:M317)","v":3777.6761382555924},3780.8494612803897,{"$f":"AVERAGE(P$79:P317)","v":3742.2820248735488},null,null,null,null,40098.107870369924,{"$f":"LOOKUP($V317,Data!$A$6:$A$1806,Data!$B$6:$B$1806)","v":59.984001159667969},{"$f":"LOOKUP($V317,Data!$A$6:$A$1806,Data!$C$6:$C$1806)","v":3786.452880859375},{"$f":"LOOKUP($V317,Data!$A$6:$A$1806,Data!$D$6:$D$1806)","v":335},{"$f":"IF($Z$1=\"+\",LOOKUP($V317,Data!$A$6:$A$1806,Data!$E$6:$E$1806)*-1,LOOKUP($V317,Data!$A$6:$A$1806,Data!$E$6:$E$1806))","v":-262.41592407226562},{"$f":"LOOKUP($V317,Data!$A$6:$A$1806,Data!$F$6:$F$1806)","v":0},{"$f":"LOOKUP($V317,Data!$A$6:$A$1806,Data!$G$6:$G$1806)","v":174.5},{"$f":"LOOKUP($V317,Data!$A$6:$A$1806,Data!$H$6:$H$1806)","v":10},{"$f":"LOOKUP($V317,Data!$A$6:$A$1806,Data!$I$6:$I$1806)","v":0},{"$f":"LOOKUP($V317,Data!$A$6:$A$1806,Data!$J$6:$J$1806)","v":-103},{"$f":"LOOKUP($V317,Data!$A$6:$A$1806,Data!$K$6:$K$1806)","v":7615.17},12.799072265625]
[null,40098.10789351807,{"$f":"LOOKUP(B318,Data!$A$6:$A$1806,Data!B$6:B$1806)","v":59.980998992919922},{"$f":"LOOKUP(B318,Data!$A$6:$A$1806,Data!C$6:C$1806)","v":3788.8134765625},null,null,null,15.2008056640625,13.176296110678749,null,null,0,3794.8726596082543,{"$f":"AVERAGE(D$79:D318)","v":3771.5809651692707},{"$f":"AVERAGE(M$79:M318)","v":3777.7477904278949},3780.8494612803897,{"$f":"AVERAGE(P$79:P318)","v":3742.4433949003555},null,null,null,null,40098.10789351807,{"$f":"LOOKUP($V318,Data!$A$6:$A$1806,Data!$B$6:$B$1806)","v":59.980998992919922},{"$f":"LOOKUP($V318,Data!$A$6:$A$1806,Data!$C$6:$C$1806)","v":3788.8134765625},{"$f":"LOOKUP($V318,Data!$A$6:$A$1806,Data!$D$6:$D$1806)","v":335},{"$f":"IF($Z$1=\"+\",LOOKUP($V318,Data!$A$6:$A$1806,Data!$E$6:$E$1806)*-1,LOOKUP($V318,Data!$A$6:$A$1806,Data!$E$6:$E$1806))","v":-262.41592407226562},{"$f":"LOOKUP($V318,Data!$A$6:$A$1806,Data!$F$6:$F$1806)","v":0},{"$f":"LOOKUP($V318,Data!$A$6:$A$1806,Data!$G$6:$G$1806)","v":175},{"$f":"LOOKUP($V318,Data!$A$6:$A$1806,Data!$H$6:$H$1806)","v":10},{"$f":"LOOKUP($V318,Data!$A$6:$A$1806,Data!$I$6:$I$1806)","v":0},{"$f":"LOOKUP($V318,Data!$A$6:$A$1806,Data!$J$6:$J$1806)","v":-103},{"$f":"LOOKUP($V318,Data!$A$6:$A$1806,Data!$K$6:$K$1806)","v":7615.5},15.2008056640625]
[null,40098.107916666217,{"$f":"LOOKUP(B319,Data!$A$6:$A$1806,Data!B$6:B$1806)","v":59.980998992919922},{"$f":"LOOKUP(B319,Data!$A$6:$A$1806,Data!C$6:C$1806)","v":3788.8134765625},null,null,null,15.2008056640625,13.884874454363063,null,null,0,3795.5812379519384,{"$f":"AVERAGE(D$79:D319)","v":3771.652469365923},{"$f":"AVERAGE(M$79:M319)","v":3777.821788135464},3780.8494612803897,{"$f":"AVERAGE(P$79:P319)","v":3742.6034201769389},null,null,null,null,40098.107916666217,{"$f":"LOOKUP($V319,Data!$A$6:$A$1806,Data!$B$6:$B$1806)","v":59.980998992919922},{"$f":"LOOKUP($V319,Data!$A$6:$A$1806,Data!$C$6:$C$1806)","v":3788.8134765625},{"$f":"LOOKUP($V319,Data!$A$6:$A$1806,Data!$D$6:$D$1806)","v":335},{"$f":"IF($Z$1=\"+\",LOOKUP($V319,Data!$A$6:$A$1806,Data!$E$6:$E$1806)*-1,LOOKUP($V319,Data!$A$6:$A$1806,Data!$E$6:$E$1806))","v":-262.41592407226562},{"$f":"LOOKUP($V319,Data!$A$6:$A$1806,Data!$F$6:$F$1806)","v":0},{"$f":"LOOKUP($V319,Data!$A$6:$A$1806,Data!$G$6:$G$1806)","v":175},{"$f":"LOOKUP($V319,Data!$A$6:$A$1806,Data!$H$6:$H$1806)","v":10},{"$f":"LOOKUP($V319,Data!$A$6:$A$1806,Data!$I$6:$I$1806)","v":0},{"$f":"LOOKUP($V319,Data!$A$6:$A$1806,Data!$J$6:$J$1806)","v":-103},{"$f":"LOOKUP($V319,Data!$A$6:$A$1806,Data!$K$6:$K$1806)","v":7615.5},15.2008056640625]
[null,40098.107939814363,{"$f":"LOOKUP(B320,Data!$A$6:$A$1806,Data!B$6:B$1806)","v":59.979000091552734},{"$f":"LOOKUP(B320,Data!$A$6:$A$1806,Data!C$6:C$1806)","v":3788.25634765625},null,null,null,16.7999267578125,14.905142760570365,null,null,0,3796.6015062581459,{"$f":"AVERAGE(D$79:D320)","v":3771.7210804332385},{"$f":"AVERAGE(M$79:M320)","v":3777.8993902764664},3780.8494612803897,{"$f":"AVERAGE(P$79:P320)","v":3742.7621174429287},null,null,null,null,40098.107939814363,{"$f":"LOOKUP($V320,Data!$A$6:$A$1806,Data!$B$6:$B$1806)","v":59.979000091552734},{"$f":"LOOKUP($V320,Data!$A$6:$A$1806,Data!$C$6:$C$1806)","v":3788.25634765625},{"$f":"LOOKUP($V320,Data!$A$6:$A$1806,Data!$D$6:$D$1806)","v":335},{"$f":"IF($Z$1=\"+\",LOOKUP($V320,Data!$A$6:$A$1806,Data!$E$6:$E$1806)*-1,LOOKUP($V320,Data!$A$6:$A$1806,Data!$E$6:$E$1806))","v":-262.41592407226562},{"$f":"LOOKUP($V320,Data!$A$6:$A$1806,Data!$F$6:$F$1806)","v":0},{"$f":"LOOKUP($V320,Data!$A$6:$A$1806,Data!$G$6:$G$1806)","v":175.5},{"$f":"LOOKUP($V320,Data!$A$6:$A$1806,Data!$H$6:$H$1806)","v":10},{"$f":"LOOKUP($V320,Data!$A$6:$A$1806,Data!$I$6:$I$1806)","v":0},{"$f":"LOOKUP($V320,Data!$A$6:$A$1806,Data!$J$6:$J$1806)","v":-103},{"$f":"LOOKUP($V320,Data!$A$6:$A$1806,Data!$K$6:$K$1806)","v":7615.83},16.7999267578125]
[null,40098.107962962509,{"$f":"LOOKUP(B321,Data!$A$6:$A$1806,Data!B$6:B$1806)","v":59.979000091552734},{"$f":"LOOKUP(B321,Data!$A$6:$A$1806,Data!C$6:C$1806)","v":3788.25634765625},null,null,null,16.7999267578125,15.568317159605114,null,null,0,3797.2646806571806,{"$f":"AVERAGE(D$79:D321)","v":3771.7891268004114},{"$f":"AVERAGE(M$79:M321)","v":3777.9790828294736},3780.8494612803897,{"$f":"AVERAGE(P$79:P321)","v":3742.9195031612653},null,null,null,null,40098.107962962509,{"$f":"LOOKUP($V321,Data!$A$6:$A$1806,Data!$B$6:$B$1806)","v":59.979000091552734},{"$f":"LOOKUP($V321,Data!$A$6:$A$1806,Data!$C$6:$C$1806)","v":3788.25634765625},{"$f":"LOOKUP($V321,Data!$A$6:$A$1806,Data!$D$6:$D$1806)","v":335},{"$f":"IF($Z$1=\"+\",LOOKUP($V321,Data!$A$6:$A$1806,Data!$E$6:$E$1806)*-1,LOOKUP($V321,Data!$A$6:$A$1806,Data!$E$6:$E$1806))","v":-262.41592407226562},{"$f":"LOOKUP($V321,Data!$A$6:$A$1806,Data!$F$6:$F$1806)","v":0},{"$f":"LOOKUP($V321,Data!$A$6:$A$1806,Data!$G$6:$G$1806)","v":175.5},{"$f":"LOOKUP($V321,Data!$A$6:$A$1806,Data!$H$6:$H$1806)","v":10},{"$f":"LOOKUP($V321,Data!$A$6:$A$1806,Data!$I$6:$I$1806)","v":0},{"$f":"LOOKUP($V321,Data!$A$6:$A$1806,Data!$J$6:$J$1806)","v":-103},{"$f":"LOOKUP($V321,Data!$A$6:$A$1806,Data!$K$6:$K$1806)","v":7615.83},16.7999267578125]
[null,40098.107986110655,{"$f":"LOOKUP(B322,Data!$A$6:$A$1806,Data!B$6:B$1806)","v":59.976001739501953},{"$f":"LOOKUP(B322,Data!$A$6:$A$1806,Data!C$6:C$1806)","v":3790.46728515625},null,null,null,19.1986083984375,16.838919093196449,null,null,0,3798.5352825907721,{"$f":"AVERAGE(D$79:D322)","v":3771.8656766297386},{"$f":"AVERAGE(M$79:M322)","v":3778.0633295498069},3780.8494612803897,{"$f":"AVERAGE(P$79:P322)","v":3743.0755935238953},null,null,null,null,40098.107986110655,{"$f":"LOOKUP($V322,Data!$A$6:$A$1806,Data!$B$6:$B$1806)","v":59.976001739501953},{"$f":"LOOKUP($V322,Data!$A$6:$A$1806,Data!$C$6:$C$1806)","v":3790.46728515625},{"$f":"LOOKUP($V322,Data!$A$6:$A$1806,Data!$D$6:$D$1806)","v":335},{"$f":"IF($Z$1=\"+\",LOOKUP($V322,Data!$A$6:$A$1806,Data!$E$6:$E$1806)*-1,LOOKUP($V322,Data!$A$6:$A$1806,Data!$E$6:$E$1806))","v":-262.41592407226562},{"$f":"LOOKUP($V322,Data!$A$6:$A$1806,Data!$F$6:$F$1806)","v":0},{"$f":"LOOKUP($V322,Data!$A$6:$A$1806,Data!$G$6:$G$1806)","v":176},{"$f":"LOOKUP($V322,Data!$A$6:$A$1806,Data!$H$6:$H$1806)","v":10},{"$f":"LOOKUP($V322,Data!$A$6:$A$1806,Data!$I$6:$I$1806)","v":0},{"$f":"LOOKUP($V322,Data!$A$6:$A$1806,Data!$J$6:$J$1806)","v":-103},{"$f":"LOOKUP($V322,Data!$A$6:$A$1806,Data!$K$6:$K$1806)","v":7616.16},19.1986083984375]
[null,40098.108009258802,{"$f":"LOOKUP(B323,Data!$A$6:$A$1806,Data!B$6:B$1806)","v":59.976001739501953},{"$f":"LOOKUP(B323,Data!$A$6:$A$1806,Data!C$6:C$1806)","v":3790.46728515625},null,null,null,19.1986083984375,17.66481035003082,null,null,0,3799.3611738476066,{"$f":"AVERAGE(D$79:D323)","v":3771.9416015625002},{"$f":"AVERAGE(M$79:M323)","v":3778.1502595265324},3780.8494612803897,{"$f":"AVERAGE(P$79:P323)","v":3743.2304044573234},null,null,null,null,40098.108009258802,{"$f":"LOOKUP($V323,Data!$A$6:$A$1806,Data!$B$6:$B$1806)","v":59.976001739501953},{"$f":"LOOKUP($V323,Data!$A$6:$A$1806,Data!$C$6:$C$1806)","v":3790.46728515625},{"$f":"LOOKUP($V323,Data!$A$6:$A$1806,Data!$D$6:$D$1806)","v":335},{"$f":"IF($Z$1=\"+\",LOOKUP($V323,Data!$A$6:$A$1806,Data!$E$6:$E$1806)*-1,LOOKUP($V323,Data!$A$6:$A$1806,Data!$E$6:$E$1806))","v":-262.41592407226562},{"$f":"LOOKUP($V323,Data!$A$6:$A$1806,Data!$F$6:$F$1806)","v":0},{"$f":"LOOKUP($V323,Data!$A$6:$A$1806,Data!$G$6:$G$1806)","v":176},{"$f":"LOOKUP($V323,Data!$A$6:$A$1806,Data!$H$6:$H$1806)","v":10},{"$f":"LOOKUP($V323,Data!$A$6:$A$1806,Data!$I$6:$I$1806)","v":0},{"$f":"LOOKUP($V323,Data!$A$6:$A$1806,Data!$J$6:$J$1806)","v":-103},{"$f":"LOOKUP($V323,Data!$A$6:$A$1806,Data!$K$6:$K$1806)","v":7616.16},19.1986083984375]
[null,40098.108032406948,{"$f":"LOOKUP(B324,Data!$A$6:$A$1806,Data!B$6:B$1806)","v":59.979000091552734},{"$f":"LOOKUP(B324,Data!$A$6:$A$1806,Data!C$6:C$1806)","v":3790.42041015625},null,null,null,16.7999267578125,17.362101092754408,null,null,0,3799.05846459033,{"$f":"AVERAGE(D$79:D324)","v":3772.0167186706049},{"$f":"AVERAGE(M$79:M324)","v":3778.2352522300439},3780.8494612803897,{"$f":"AVERAGE(P$79:P324)","v":3743.38395162803},null,null,null,null,40098.108032406948,{"$f":"LOOKUP($V324,Data!$A$6:$A$1806,Data!$B$6:$B$1806)","v":59.979000091552734},{"$f":"LOOKUP($V324,Data!$A$6:$A$1806,Data!$C$6:$C$1806)","v":3790.42041015625},{"$f":"LOOKUP($V324,Data!$A$6:$A$1806,Data!$D$6:$D$1806)","v":335},{"$f":"IF($Z$1=\"+\",LOOKUP($V324,Data!$A$6:$A$1806,Data!$E$6:$E$1806)*-1,LOOKUP($V324,Data!$A$6:$A$1806,Data!$E$6:$E$1806))","v":-259.68524169921875},{"$f":"LOOKUP($V324,Data!$A$6:$A$1806,Data!$F$6:$F$1806)","v":0},{"$f":"LOOKUP($V324,Data!$A$6:$A$1806,Data!$G$6:$G$1806)","v":176.5},{"$f":"LOOKUP($V324,Data!$A$6:$A$1806,Data!$H$6:$H$1806)","v":10},{"$f":"LOOKUP($V324,Data!$A$6:$A$1806,Data!$I$6:$I$1806)","v":0},{"$f":"LOOKUP($V324,Data!$A$6:$A$1806,Data!$J$6:$J$1806)","v":-103},{"$f":"LOOKUP($V324,Data!$A$6:$A$1806,Data!$K$6:$K$1806)","v":7616.49},16.7999267578125]
[null,40098.108055555094,{"$f":"LOOKUP(B325,Data!$A$6:$A$1806,Data!B$6:B$1806)","v":59.979000091552734},{"$f":"LOOKUP(B325,Data!$A$6:$A$1806,Data!C$6:C$1806)","v":3790.42041015625},null,null,null,16.7999267578125,17.165340075524739,null,null,0,3798.8617035731004,{"$f":"AVERAGE(D$79:D325)","v":3772.091227543016},{"$f":"AVERAGE(M$79:M325)","v":3778.3187601302184},3780.8494612803897,{"$f":"AVERAGE(P$79:P325)","v":3743.5362504477548},null,null,null,null,40098.108055555094,{"$f":"LOOKUP($V325,Data!$A$6:$A$1806,Data!$B$6:$B$1806)","v":59.979000091552734},{"$f":"LOOKUP($V325,Data!$A$6:$A$1806,Data!$C$6:$C$1806)","v":3790.42041015625},{"$f":"LOOKUP($V325,Data!$A$6:$A$1806,Data!$D$6:$D$1806)","v":335},{"$f":"IF($Z$1=\"+\",LOOKUP($V325,Data!$A$6:$A$1806,Data!$E$6:$E$1806)*-1,LOOKUP($V325,Data!$A$6:$A$1806,Data!$E$6:$E$1806))","v":-259.68524169921875},{"$f":"LOOKUP($V325,Data!$A$6:$A$1806,Data!$F$6:$F$1806)","v":0},{"$f":"LOOKUP($V325,Data!$A$6:$A$1806,Data!$G$6:$G$1806)","v":176.5},{"$f":"LOOKUP($V325,Data!$A$6:$A$1806,Data!$H$6:$H$1806)","v":10},{"$f":"LOOKUP($V325,Data!$A$6:$A$1806,Data!$I$6:$I$1806)","v":0},{"$f":"LOOKUP($V325,Data!$A$6:$A$1806,Data!$J$6:$J$1806)","v":-103},{"$f":"LOOKUP($V325,Data!$A$6:$A$1806,Data!$K$6:$K$1806)","v":7616.49},16.7999267578125]
[null,40098.108078703241,{"$f":"LOOKUP(B326,Data!$A$6:$A$1806,Data!B$6:B$1806)","v":59.978000640869141},{"$f":"LOOKUP(B326,Data!$A$6:$A$1806,Data!C$6:C$1806)","v":3789.26708984375},null,null,null,17.5994873046875,17.317291605731704,null,null,0,3799.0136551033074,{"$f":"AVERAGE(D$79:D326)","v":3772.1604850522936},{"$f":"AVERAGE(M$79:M326)","v":3778.4022072873677},3780.8494612803897,{"$f":"AVERAGE(P$79:P326)","v":3743.6873160786563},null,null,null,null,40098.108078703241,{"$f":"LOOKUP($V326,Data!$A$6:$A$1806,Data!$B$6:$B$1806)","v":59.978000640869141},{"$f":"LOOKUP($V326,Data!$A$6:$A$1806,Data!$C$6:$C$1806)","v":3789.26708984375},{"$f":"LOOKUP($V326,Data!$A$6:$A$1806,Data!$D$6:$D$1806)","v":335},{"$f":"IF($Z$1=\"+\",LOOKUP($V326,Data!$A$6:$A$1806,Data!$E$6:$E$1806)*-1,LOOKUP($V326,Data!$A$6:$A$1806,Data!$E$6:$E$1806))","v":-259.68524169921875},{"$f":"LOOKUP($V326,Data!$A$6:$A$1806,Data!$F$6:$F$1806)","v":0},{"$f":"LOOKUP($V326,Data!$A$6:$A$1806,Data!$G$6:$G$1806)","v":177},{"$f":"LOOKUP($V326,Data!$A$6:$A$1806,Data!$H$6:$H$1806)","v":10},{"$f":"LOOKUP($V326,Data!$A$6:$A$1806,Data!$I$6:$I$1806)","v":0},{"$f":"LOOKUP($V326,Data!$A$6:$A$1806,Data!$J$6:$J$1806)","v":-103},{"$f":"LOOKUP($V326,Data!$A$6:$A$1806,Data!$K$6:$K$1806)","v":7616.82},17.5994873046875]
[null,40098.108101851387,{"$f":"LOOKUP(B327,Data!$A$6:$A$1806,Data!B$6:B$1806)","v":59.978000640869141},{"$f":"LOOKUP(B327,Data!$A$6:$A$1806,Data!C$6:C$1806)","v":3789.26708984375},null,null,null,17.5994873046875,17.416060100366231,null,null,0,3799.1124235979419,{"$f":"AVERAGE(D$79:D327)","v":3772.2291862763554},{"$f":"AVERAGE(M$79:M327)","v":3778.4853808468479},3780.8494612803897,{"$f":"AVERAGE(P$79:P327)","v":3743.8371634383407},null,null,null,null,40098.108101851387,{"$f":"LOOKUP($V327,Data!$A$6:$A$1806,Data!$B$6:$B$1806)","v":59.978000640869141},{"$f":"LOOKUP($V327,Data!$A$6:$A$1806,Data!$C$6:$C$1806)","v":3789.26708984375},{"$f":"LOOKUP($V327,Data!$A$6:$A$1806,Data!$D$6:$D$1806)","v":335},{"$f":"IF($Z$1=\"+\",LOOKUP($V327,Data!$A$6:$A$1806,Data!$E$6:$E$1806)*-1,LOOKUP($V327,Data!$A$6:$A$1806,Data!$E$6:$E$1806))","v":-259.68524169921875},{"$f":"LOOKUP($V327,Data!$A$6:$A$1806,Data!$F$6:$F$1806)","v":0},{"$f":"LOOKUP($V327,Data!$A$6:$A$1806,Data!$G$6:$G$1806)","v":177},{"$f":"LOOKUP($V327,Data!$A$6:$A$1806,Data!$H$6:$H$1806)","v":10},{"$f":"LOOKUP($V327,Data!$A$6:$A$1806,Data!$I$6:$I$1806)","v":0},{"$f":"LOOKUP($V327,Data!$A$6:$A$1806,Data!$J$6:$J$1806)","v":-103},{"$f":"LOOKUP($V327,Data!$A$6:$A$1806,Data!$K$6:$K$1806)","v":7616.82},17.5994873046875]
[null,40098.108124999533,{"$f":"LOOKUP(B328,Data!$A$6:$A$1806,Data!B$6:B$1806)","v":59.9739990234375},{"$f":"LOOKUP(B328,Data!$A$6:$A$1806,Data!C$6:C$1806)","v":3790.430419921875},null,null,null,20.80078125,18.600712502738048,null,null,0,3800.2970760003136,{"$f":"AVERAGE(D$79:D328)","v":3772.3019912109376},{"$f":"AVERAGE(M$79:M328)","v":3778.5726276274622},3780.8494612803897,{"$f":"AVERAGE(P$79:P328)","v":3743.9858072047746},null,null,null,null,40098.108124999533,{"$f":"LOOKUP($V328,Data!$A$6:$A$1806,Data!$B$6:$B$1806)","v":59.9739990234375},{"$f":"LOOKUP($V328,Data!$A$6:$A$1806,Data!$C$6:$C$1806)","v":3790.430419921875},{"$f":"LOOKUP($V328,Data!$A$6:$A$1806,Data!$D$6:$D$1806)","v":335},{"$f":"IF($Z$1=\"+\",LOOKUP($V328,Data!$A$6:$A$1806,Data!$E$6:$E$1806)*-1,LOOKUP($V328,Data!$A$6:$A$1806,Data!$E$6:$E$1806))","v":-259.68524169921875},{"$f":"LOOKUP($V328,Data!$A$6:$A$1806,Data!$F$6:$F$1806)","v":0},{"$f":"LOOKUP($V328,Data!$A$6:$A$1806,Data!$G$6:$G$1806)","v":177.5},{"$f":"LOOKUP($V328,Data!$A$6:$A$1806,Data!$H$6:$H$1806)","v":10},{"$f":"LOOKUP($V328,Data!$A$6:$A$1806,Data!$I$6:$I$1806)","v":0},{"$f":"LOOKUP($V328,Data!$A$6:$A$1806,Data!$J$6:$J$1806)","v":-103},{"$f":"LOOKUP($V328,Data!$A$6:$A$1806,Data!$K$6:$K$1806)","v":7617.15},20.80078125]
[null,40098.108148147679,{"$f":"LOOKUP(B329,Data!$A$6:$A$1806,Data!B$6:B$1806)","v":59.9739990234375},{"$f":"LOOKUP(B329,Data!$A$6:$A$1806,Data!C$6:C$1806)","v":3790.430419921875},null,null,null,20.80078125,19.370736564279731,null,null,0,3801.0671000618554,{"$f":"AVERAGE(D$79:D329)","v":3772.3742160265188},{"$f":"AVERAGE(M$79:M329)","v":3778.6622470395509},3780.8494612803897,{"$f":"AVERAGE(P$79:P329)","v":3744.1332618210772},null,null,null,null,40098.108148147679,{"$f":"LOOKUP($V329,Data!$A$6:$A$1806,Data!$B$6:$B$1806)","v":59.9739990234375},{"$f":"LOOKUP($V329,Data!$A$6:$A$1806,Data!$C$6:$C$1806)","v":3790.430419921875},{"$f":"LOOKUP($V329,Data!$A$6:$A$1806,Data!$D$6:$D$1806)","v":335},{"$f":"IF($Z$1=\"+\",LOOKUP($V329,Data!$A$6:$A$1806,Data!$E$6:$E$1806)*-1,LOOKUP($V329,Data!$A$6:$A$1806,Data!$E$6:$E$1806))","v":-259.68524169921875},{"$f":"LOOKUP($V329,Data!$A$6:$A$1806,Data!$F$6:$F$1806)","v":0},{"$f":"LOOKUP($V329,Data!$A$6:$A$1806,Data!$G$6:$G$1806)","v":177.5},{"$f":"LOOKUP($V329,Data!$A$6:$A$1806,Data!$H$6:$H$1806)","v":10},{"$f":"LOOKUP($V329,Data!$A$6:$A$1806,Data!$I$6:$I$1806)","v":0},{"$f":"LOOKUP($V329,Data!$A$6:$A$1806,Data!$J$6:$J$1806)","v":-103},{"$f":"LOOKUP($V329,Data!$A$6:$A$1806,Data!$K$6:$K$1806)","v":7617.15},20.80078125]
[null,40098.108171295826,{"$f":"LOOKUP(B330,Data!$A$6:$A$1806,Data!B$6:B$1806)","v":59.977001190185547},{"$f":"LOOKUP(B330,Data!$A$6:$A$1806,Data!C$6:C$1806)","v":3786.2431640625},null,null,null,18.3990478515625,19.030645514828699,null,null,0,3800.7270090124043,{"$f":"AVERAGE(D$79:D330)","v":3772.4292515345983},{"$f":"AVERAGE(M$79:M330)","v":3778.7498056188083},3780.8494612803897,{"$f":"AVERAGE(P$79:P330)","v":3744.2795415001979},null,null,null,null,40098.108171295826,{"$f":"LOOKUP($V330,Data!$A$6:$A$1806,Data!$B$6:$B$1806)","v":59.977001190185547},{"$f":"LOOKUP($V330,Data!$A$6:$A$1806,Data!$C$6:$C$1806)","v":3786.2431640625},{"$f":"LOOKUP($V330,Data!$A$6:$A$1806,Data!$D$6:$D$1806)","v":335},{"$f":"IF($Z$1=\"+\",LOOKUP($V330,Data!$A$6:$A$1806,Data!$E$6:$E$1806)*-1,LOOKUP($V330,Data!$A$6:$A$1806,Data!$E$6:$E$1806))","v":-259.68524169921875},{"$f":"LOOKUP($V330,Data!$A$6:$A$1806,Data!$F$6:$F$1806)","v":0},{"$f":"LOOKUP($V330,Data!$A$6:$A$1806,Data!$G$6:$G$1806)","v":178},{"$f":"LOOKUP($V330,Data!$A$6:$A$1806,Data!$H$6:$H$1806)","v":10},{"$f":"LOOKUP($V330,Data!$A$6:$A$1806,Data!$I$6:$I$1806)","v":0},{"$f":"LOOKUP($V330,Data!$A$6:$A$1806,Data!$J$6:$J$1806)","v":-103},{"$f":"LOOKUP($V330,Data!$A$6:$A$1806,Data!$K$6:$K$1806)","v":7617.48},18.3990478515625]
[null,40098.108194443972,{"$f":"LOOKUP(B331,Data!$A$6:$A$1806,Data!B$6:B$1806)","v":59.977001190185547},{"$f":"LOOKUP(B331,Data!$A$6:$A$1806,Data!C$6:C$1806)","v":3786.2431640625},null,null,null,18.3990478515625,18.80958633268553,null,null,0,3800.5059498302612,{"$f":"AVERAGE(D$79:D331)","v":3772.4838519793725},{"$f":"AVERAGE(M$79:M331)","v":3778.835798283676},3780.8494612803897,{"$f":"AVERAGE(P$79:P331)","v":3744.4246602294843},null,null,null,null,40098.108194443972,{"$f":"LOOKUP($V331,Data!$A$6:$A$1806,Data!$B$6:$B$1806)","v":59.977001190185547},{"$f":"LOOKUP($V331,Data!$A$6:$A$1806,Data!$C$6:$C$1806)","v":3786.2431640625},{"$f":"LOOKUP($V331,Data!$A$6:$A$1806,Data!$D$6:$D$1806)","v":335},{"$f":"IF($Z$1=\"+\",LOOKUP($V331,Data!$A$6:$A$1806,Data!$E$6:$E$1806)*-1,LOOKUP($V331,Data!$A$6:$A$1806,Data!$E$6:$E$1806))","v":-259.68524169921875},{"$f":"LOOKUP($V331,Data!$A$6:$A$1806,Data!$F$6:$F$1806)","v":0},{"$f":"LOOKUP($V331,Data!$A$6:$A$1806,Data!$G$6:$G$1806)","v":178},{"$f":"LOOKUP($V331,Data!$A$6:$A$1806,Data!$H$6:$H$1806)","v":10},{"$f":"LOOKUP($V331,Data!$A$6:$A$1806,Data!$I$6:$I$1806)","v":0},{"$f":"LOOKUP($V331,Data!$A$6:$A$1806,Data!$J$6:$J$1806)","v":-103},{"$f":"LOOKUP($V331,Data!$A$6:$A$1806,Data!$K$6:$K$1806)","v":7617.48},18.3990478515625]
[null,40098.108217592118,{"$f":"LOOKUP(B332,Data!$A$6:$A$1806,Data!B$6:B$1806)","v":59.974998474121094},{"$f":"LOOKUP(B332,Data!$A$6:$A$1806,Data!C$6:C$1806)","v":3788.962890625},null,null,null,20.001220703125,19.226658362339343,null,null,0,3800.923021859915,{"$f":"AVERAGE(D$79:D332)","v":3772.5487300842765},{"$f":"AVERAGE(M$79:M332)","v":3778.9227558568109},3780.8494612803897,{"$f":"AVERAGE(P$79:P332)","v":3744.5686317751401},null,null,null,null,40098.108217592118,{"$f":"LOOKUP($V332,Data!$A$6:$A$1806,Data!$B$6:$B$1806)","v":59.974998474121094},{"$f":"LOOKUP($V332,Data!$A$6:$A$1806,Data!$C$6:$C$1806)","v":3788.962890625},{"$f":"LOOKUP($V332,Data!$A$6:$A$1806,Data!$D$6:$D$1806)","v":335},{"$f":"IF($Z$1=\"+\",LOOKUP($V332,Data!$A$6:$A$1806,Data!$E$6:$E$1806)*-1,LOOKUP($V332,Data!$A$6:$A$1806,Data!$E$6:$E$1806))","v":-259.68524169921875},{"$f":"LOOKUP($V332,Data!$A$6:$A$1806,Data!$F$6:$F$1806)","v":0},{"$f":"LOOKUP($V332,Data!$A$6:$A$1806,Data!$G$6:$G$1806)","v":178.5},{"$f":"LOOKUP($V332,Data!$A$6:$A$1806,Data!$H$6:$H$1806)","v":10},{"$f":"LOOKUP($V332,Data!$A$6:$A$1806,Data!$I$6:$I$1806)","v":0},{"$f":"LOOKUP($V332,Data!$A$6:$A$1806,Data!$J$6:$J$1806)","v":-103},{"$f":"LOOKUP($V332,Data!$A$6:$A$1806,Data!$K$6:$K$1806)","v":7617.81},20.001220703125]
[null,40098.108240740265,{"$f":"LOOKUP(B333,Data!$A$6:$A$1806,Data!B$6:B$1806)","v":59.974998474121094},{"$f":"LOOKUP(B333,Data!$A$6:$A$1806,Data!C$6:C$1806)","v":3788.962890625},null,null,null,20.001220703125,19.497755181614323,null,null,0,3801.1941186791901,{"$f":"AVERAGE(D$79:D333)","v":3772.6130993412989},{"$f":"AVERAGE(M$79:M333)","v":3779.0100945345453},3780.8494612803897,{"$f":"AVERAGE(P$79:P333)","v":3744.7114696865783},null,null,null,null,40098.108240740265,{"$f":"LOOKUP($V333,Data!$A$6:$A$1806,Data!$B$6:$B$1806)","v":59.974998474121094},{"$f":"LOOKUP($V333,Data!$A$6:$A$1806,Data!$C$6:$C$1806)","v":3788.962890625},{"$f":"LOOKUP($V333,Data!$A$6:$A$1806,Data!$D$6:$D$1806)","v":335},{"$f":"IF($Z$1=\"+\",LOOKUP($V333,Data!$A$6:$A$1806,Data!$E$6:$E$1806)*-1,LOOKUP($V333,Data!$A$6:$A$1806,Data!$E$6:$E$1806))","v":-259.68524169921875},{"$f":"LOOKUP($V333,Data!$A$6:$A$1806,Data!$F$6:$F$1806)","v":0},{"$f":"LOOKUP($V333,Data!$A$6:$A$1806,Data!$G$6:$G$1806)","v":178.5},{"$f":"LOOKUP($V333,Data!$A$6:$A$1806,Data!$H$6:$H$1806)","v":10},{"$f":"LOOKUP($V333,Data!$A$6:$A$1806,Data!$I$6:$I$1806)","v":0},{"$f":"LOOKUP($V333,Data!$A$6:$A$1806,Data!$J$6:$J$1806)","v":-103},{"$f":"LOOKUP($V333,Data!$A$6:$A$1806,Data!$K$6:$K$1806)","v":7617.81},20.001220703125]
[null,40098.108263888411,{"$f":"LOOKUP(B334,Data!$A$6:$A$1806,Data!B$6:B$1806)","v":59.969001770019531},{"$f":"LOOKUP(B334,Data!$A$6:$A$1806,Data!C$6:C$1806)","v":3791.876953125},null,null,null,24.798583984375,21.353045262580558,null,null,0,3803.0494087601564,{"$f":"AVERAGE(D$79:D334)","v":3772.6883487701416},{"$f":"AVERAGE(M$79:M334)","v":3779.1039981057393},3780.8494612803897,{"$f":"AVERAGE(P$79:P334)","v":3744.8531873006714},null,null,null,null,40098.108263888411,{"$f":"LOOKUP($V334,Data!$A$6:$A$1806,Data!$B$6:$B$1806)","v":59.969001770019531},{"$f":"LOOKUP($V334,Data!$A$6:$A$1806,Data!$C$6:$C$1806)","v":3791.876953125},{"$f":"LOOKUP($V334,Data!$A$6:$A$1806,Data!$D$6:$D$1806)","v":335},{"$f":"IF($Z$1=\"+\",LOOKUP($V334,Data!$A$6:$A$1806,Data!$E$6:$E$1806)*-1,LOOKUP($V334,Data!$A$6:$A$1806,Data!$E$6:$E$1806))","v":-255.9110107421875},{"$f":"LOOKUP($V334,Data!$A$6:$A$1806,Data!$F$6:$F$1806)","v":0},{"$f":"LOOKUP($V334,Data!$A$6:$A$1806,Data!$G$6:$G$1806)","v":179},{"$f":"LOOKUP($V334,Data!$A$6:$A$1806,Data!$H$6:$H$1806)","v":10},{"$f":"LOOKUP($V334,Data!$A$6:$A$1806,Data!$I$6:$I$1806)","v":0},{"$f":"LOOKUP($V334,Data!$A$6:$A$1806,Data!$J$6:$J$1806)","v":-103},{"$f":"LOOKUP($V334,Data!$A$6:$A$1806,Data!$K$6:$K$1806)","v":7618.14},24.798583984375]
[null,40098.108287036557,{"$f":"LOOKUP(B335,Data!$A$6:$A$1806,Data!B$6:B$1806)","v":59.969001770019531},{"$f":"LOOKUP(B335,Data!$A$6:$A$1806,Data!C$6:C$1806)","v":3791.876953125},null,null,null,24.798583984375,22.558983815208613,null,null,0,3804.2553473127846,{"$f":"AVERAGE(D$79:D335)","v":3772.763012600316},{"$f":"AVERAGE(M$79:M335)","v":3779.2018632777513},3780.8494612803897,{"$f":"AVERAGE(P$79:P335)","v":3744.9937977459049},null,null,null,null,40098.108287036557,{"$f":"LOOKUP($V335,Data!$A$6:$A$1806,Data!$B$6:$B$1806)","v":59.969001770019531},{"$f":"LOOKUP($V335,Data!$A$6:$A$1806,Data!$C$6:$C$1806)","v":3791.876953125},{"$f":"LOOKUP($V335,Data!$A$6:$A$1806,Data!$D$6:$D$1806)","v":335},{"$f":"IF($Z$1=\"+\",LOOKUP($V335,Data!$A$6:$A$1806,Data!$E$6:$E$1806)*-1,LOOKUP($V335,Data!$A$6:$A$1806,Data!$E$6:$E$1806))","v":-255.9110107421875},{"$f":"LOOKUP($V335,Data!$A$6:$A$1806,Data!$F$6:$F$1806)","v":0},{"$f":"LOOKUP($V335,Data!$A$6:$A$1806,Data!$G$6:$G$1806)","v":179},{"$f":"LOOKUP($V335,Data!$A$6:$A$1806,Data!$H$6:$H$1806)","v":10},{"$f":"LOOKUP($V335,Data!$A$6:$A$1806,Data!$I$6:$I$1806)","v":0},{"$f":"LOOKUP($V335,Data!$A$6:$A$1806,Data!$J$6:$J$1806)","v":-103},{"$f":"LOOKUP($V335,Data!$A$6:$A$1806,Data!$K$6:$K$1806)","v":7618.14},24.798583984375]
[null,40098.108310184703,{"$f":"LOOKUP(B336,Data!$A$6:$A$1806,Data!B$6:B$1806)","v":59.971000671386719},{"$f":"LOOKUP(B336,Data!$A$6:$A$1806,Data!C$6:C$1806)","v":3792.311279296875},null,null,null,23.199462890625,22.78315149160435,null,null,{"$f":"IF(B336>G$3,0,(K$21*0.000023148/K$22))","v":0},{"$f":"M335+L336+(I336-I335)","v":3804.4795149891802},{"$f":"AVERAGE(D$79:D336)","v":3772.8387810758841},{"$f":"AVERAGE(M$79:M336)","v":3779.2998386719814},3780.8494612803897,{"$f":"AVERAGE(P$79:P336)","v":3745.1333139464282},null,null,null,null,40098.108310184703,{"$f":"LOOKUP($V336,Data!$A$6:$A$1806,Data!$B$6:$B$1806)","v":59.971000671386719},{"$f":"LOOKUP($V336,Data!$A$6:$A$1806,Data!$C$6:$C$1806)","v":3792.311279296875},{"$f":"LOOKUP($V336,Data!$A$6:$A$1806,Data!$D$6:$D$1806)","v":335},{"$f":"IF($Z$1=\"+\",LOOKUP($V336,Data!$A$6:$A$1806,Data!$E$6:$E$1806)*-1,LOOKUP($V336,Data!$A$6:$A$1806,Data!$E$6:$E$1806))","v":-255.9110107421875},{"$f":"LOOKUP($V336,Data!$A$6:$A$1806,Data!$F$6:$F$1806)","v":0},{"$f":"LOOKUP($V336,Data!$A$6:$A$1806,Data!$G$6:$G$1806)","v":179.5},{"$f":"LOOKUP($V336,Data!$A$6:$A$1806,Data!$H$6:$H$1806)","v":10},{"$f":"LOOKUP($V336,Data!$A$6:$A$1806,Data!$I$6:$I$1806)","v":0},{"$f":"LOOKUP($V336,Data!$A$6:$A$1806,Data!$J$6:$J$1806)","v":-103},{"$f":"LOOKUP($V336,Data!$A$6:$A$1806,Data!$K$6:$K$1806)","v":7618.47},23.199462890625]
[null,40098.10833333285,{"$f":"LOOKUP(B337,Data!$A$6:$A$1806,Data!B$6:B$1806)","v":59.971000671386719},{"$f":"LOOKUP(B337,Data!$A$6:$A$1806,Data!C$6:C$1806)","v":3792.311279296875},null,null,null,23.199462890625,22.92886048126158,null,null,0,3804.6252239788373,{"$f":"AVERAGE(D$79:D337)","v":3772.9139644666989},{"$f":"AVERAGE(M$79:M337)","v":3779.3976200824327},3780.8494612803897,{"$f":"AVERAGE(P$79:P337)","v":3745.2717486260171},null,null,null,null,{"$f":"V336+TIME(0,0,$B$1)","v":40098.10833333285},{"$f":"LOOKUP($V337,Data!$A$6:$A$1806,Data!$B$6:$B$1806)","v":59.971000671386719},{"$f":"LOOKUP($V337,Data!$A$6:$A$1806,Data!$C$6:$C$1806)","v":3792.311279296875},{"$f":"LOOKUP($V337,Data!$A$6:$A$1806,Data!$D$6:$D$1806)","v":335},{"$f":"IF($Z$1=\"+\",LOOKUP($V337,Data!$A$6:$A$1806,Data!$E$6:$E$1806)*-1,LOOKUP($V337,Data!$A$6:$A$1806,Data!$E$6:$E$1806))","v":-255.9110107421875},{"$f":"LOOKUP($V337,Data!$A$6:$A$1806,Data!$F$6:$F$1806)","v":0},{"$f":"LOOKUP($V337,Data!$A$6:$A$1806,Data!$G$6:$G$1806)","v":179.5},{"$f":"LOOKUP($V337,Data!$A$6:$A$1806,Data!$H$6:$H$1806)","v":10},{"$f":"LOOKUP($V337,Data!$A$6:$A$1806,Data!$I$6:$I$1806)","v":0},{"$f":"LOOKUP($V337,Data!$A$6:$A$1806,Data!$J$6:$J$1806)","v":-103},{"$f":"LOOKUP($V337,Data!$A$6:$A$1806,Data!$K$6:$K$1806)","v":7618.47},23.199462890625]
[null,40098.108356480996,{"$f":"LOOKUP(B338,Data!$A$6:$A$1806,Data!B$6:B$1806)","v":59.978000640869141},{"$f":"LOOKUP(B338,Data!$A$6:$A$1806,Data!C$6:C$1806)","v":3788.07958984375},null,null,null,17.5994873046875,21.063579869460654,null,null,0,3802.7599433670366,{"$f":"AVERAGE(D$79:D338)","v":3772.9722937950719},{"$f":"AVERAGE(M$79:M338)","v":3779.487475171989},{"$f":"P337+L338","v":3780.8494612803897},{"$f":"AVERAGE(P$79:P338)","v":3745.4091143119413},null,null,null,null,40098.108356480996,{"$f":"LOOKUP($V338,Data!$A$6:$A$1806,Data!$B$6:$B$1806)","v":59.978000640869141},{"$f":"LOOKUP($V338,Data!$A$6:$A$1806,Data!$C$6:$C$1806)","v":3788.07958984375},{"$f":"LOOKUP($V338,Data!$A$6:$A$1806,Data!$D$6:$D$1806)","v":335},{"$f":"IF($Z$1=\"+\",LOOKUP($V338,Data!$A$6:$A$1806,Data!$E$6:$E$1806)*-1,LOOKUP($V338,Data!$A$6:$A$1806,Data!$E$6:$E$1806))","v":-255.9110107421875},{"$f":"LOOKUP($V338,Data!$A$6:$A$1806,Data!$F$6:$F$1806)","v":0},{"$f":"LOOKUP($V338,Data!$A$6:$A$1806,Data!$G$6:$G$1806)","v":180},{"$f":"LOOKUP($V338,Data!$A$6:$A$1806,Data!$H$6:$H$1806)","v":10},{"$f":"LOOKUP($V338,Data!$A$6:$A$1806,Data!$I$6:$I$1806)","v":0},{"$f":"LOOKUP($V338,Data!$A$6:$A$1806,Data!$J$6:$J$1806)","v":-103},{"$f":"LOOKUP($V338,Data!$A$6:$A$1806,Data!$K$6:$K$1806)","v":7618.8},17.5994873046875]
[null,40098.108379629142,{"$f":"LOOKUP(B339,Data!$A$6:$A$1806,Data!B$6:B$1806)","v":59.978000640869141},{"$f":"LOOKUP(B339,Data!$A$6:$A$1806,Data!C$6:C$1806)","v":3788.07958984375},null,null,null,17.5994873046875,19.85114747179005,null,null,0,3801.5475109693662,{"$f":"AVERAGE(D$79:D339)","v":3773.0301761554119},{"$f":"AVERAGE(M$79:M339)","v":3779.5719963819402},3780.8494612803897,{"$f":"AVERAGE(P$79:P339)","v":3745.5454233387431},null,null,null,null,40098.108379629142,{"$f":"LOOKUP($V339,Data!$A$6:$A$1806,Data!$B$6:$B$1806)","v":59.978000640869141},{"$f":"LOOKUP($V339,Data!$A$6:$A$1806,Data!$C$6:$C$1806)","v":3788.07958984375},{"$f":"LOOKUP($V339,Data!$A$6:$A$1806,Data!$D$6:$D$1806)","v":335},{"$f":"IF($Z$1=\"+\",LOOKUP($V339,Data!$A$6:$A$1806,Data!$E$6:$E$1806)*-1,LOOKUP($V339,Data!$A$6:$A$1806,Data!$E$6:$E$1806))","v":-255.9110107421875},{"$f":"LOOKUP($V339,Data!$A$6:$A$1806,Data!$F$6:$F$1806)","v":0},{"$f":"LOOKUP($V339,Data!$A$6:$A$1806,Data!$G$6:$G$1806)","v":180},{"$f":"LOOKUP($V339,Data!$A$6:$A$1806,Data!$H$6:$H$1806)","v":10},{"$f":"LOOKUP($V339,Data!$A$6:$A$1806,Data!$I$6:$I$1806)","v":0},{"$f":"LOOKUP($V339,Data!$A$6:$A$1806,Data!$J$6:$J$1806)","v":-103},{"$f":"LOOKUP($V339,Data!$A$6:$A$1806,Data!$K$6:$K$1806)","v":7618.8},17.5994873046875]
[null,40098.108402777289,{"$f":"LOOKUP(B340,Data!$A$6:$A$1806,Data!B$6:B$1806)","v":59.978000640869141},{"$f":"LOOKUP(B340,Data!$A$6:$A$1806,Data!C$6:C$1806)","v":3787.135009765625},null,null,null,17.5994873046875,19.063066413304156,null,null,0,3800.75942991088,{"$f":"AVERAGE(D$79:D340)","v":3773.084011398199},{"$f":"AVERAGE(M$79:M340)","v":3779.6528644488449},3780.8494612803897,{"$f":"AVERAGE(P$79:P340)","v":3745.6806878519296},null,null,null,null,40098.108402777289,{"$f":"LOOKUP($V340,Data!$A$6:$A$1806,Data!$B$6:$B$1806)","v":59.978000640869141},{"$f":"LOOKUP($V340,Data!$A$6:$A$1806,Data!$C$6:$C$1806)","v":3787.135009765625},{"$f":"LOOKUP($V340,Data!$A$6:$A$1806,Data!$D$6:$D$1806)","v":335},{"$f":"IF($Z$1=\"+\",LOOKUP($V340,Data!$A$6:$A$1806,Data!$E$6:$E$1806)*-1,LOOKUP($V340,Data!$A$6:$A$1806,Data!$E$6:$E$1806))","v":-255.9110107421875},{"$f":"LOOKUP($V340,Data!$A$6:$A$1806,Data!$F$6:$F$1806)","v":0},{"$f":"LOOKUP($V340,Data!$A$6:$A$1806,Data!$G$6:$G$1806)","v":180.5},{"$f":"LOOKUP($V340,Data!$A$6:$A$1806,Data!$H$6:$H$1806)","v":10},{"$f":"LOOKUP($V340,Data!$A$6:$A$1806,Data!$I$6:$I$1806)","v":0},{"$f":"LOOKUP($V340,Data!$A$6:$A$1806,Data!$J$6:$J$1806)","v":-103},{"$f":"LOOKUP($V340,Data!$A$6:$A$1806,Data!$K$6:$K$1806)","v":7619.13},17.5994873046875]
[null,40098.108425925435,{"$f":"LOOKUP(B341,Data!$A$6:$A$1806,Data!B$6:B$1806)","v":59.978000640869141},{"$f":"LOOKUP(B341,Data!$A$6:$A$1806,Data!C$6:C$1806)","v":3787.135009765625},null,null,null,17.5994873046875,18.550813725288329,null,null,0,3800.2471772228641,{"$f":"AVERAGE(D$79:D341)","v":3773.1374372475047},{"$f":"AVERAGE(M$79:M341)","v":3779.731169820609},3780.8494612803897,{"$f":"AVERAGE(P$79:P341)","v":3745.8149198115802},null,null,null,null,40098.108425925435,{"$f":"LOOKUP($V341,Data!$A$6:$A$1806,Data!$B$6:$B$1806)","v":59.978000640869141},{"$f":"LOOKUP($V341,Data!$A$6:$A$1806,Data!$C$6:$C$1806)","v":3787.135009765625},{"$f":"LOOKUP($V341,Data!$A$6:$A$1806,Data!$D$6:$D$1806)","v":335},{"$f":"IF($Z$1=\"+\",LOOKUP($V341,Data!$A$6:$A$1806,Data!$E$6:$E$1806)*-1,LOOKUP($V341,Data!$A$6:$A$1806,Data!$E$6:$E$1806))","v":-255.9110107421875},{"$f":"LOOKUP($V341,Data!$A$6:$A$1806,Data!$F$6:$F$1806)","v":0},{"$f":"LOOKUP($V341,Data!$A$6:$A$1806,Data!$G$6:$G$1806)","v":180.5},{"$f":"LOOKUP($V341,Data!$A$6:$A$1806,Data!$H$6:$H$1806)","v":10},{"$f":"LOOKUP($V341,Data!$A$6:$A$1806,Data!$I$6:$I$1806)","v":0},{"$f":"LOOKUP($V341,Data!$A$6:$A$1806,Data!$J$6:$J$1806)","v":-103},{"$f":"LOOKUP($V341,Data!$A$6:$A$1806,Data!$K$6:$K$1806)","v":7619.13},17.5994873046875]
[null,40098.108449073581,{"$f":"LOOKUP(B342,Data!$A$6:$A$1806,Data!B$6:B$1806)","v":59.972000122070313},{"$f":"LOOKUP(B342,Data!$A$6:$A$1806,Data!C$6:C$1806)","v":3786.99609375},null,null,null,22.39990234375,19.897994741749912,null,null,0,3801.5943582393256,{"$f":"AVERAGE(D$79:D342)","v":3773.1899321584992},{"$f":"AVERAGE(M$79:M342)","v":3779.8139849282556},3780.8494612803897,{"$f":"AVERAGE(P$79:P342)","v":3745.9481309958724},null,null,null,null,40098.108449073581,{"$f":"LOOKUP($V342,Data!$A$6:$A$1806,Data!$B$6:$B$1806)","v":59.972000122070313},{"$f":"LOOKUP($V342,Data!$A$6:$A$1806,Data!$C$6:$C$1806)","v":3786.99609375},{"$f":"LOOKUP($V342,Data!$A$6:$A$1806,Data!$D$6:$D$1806)","v":335},{"$f":"IF($Z$1=\"+\",LOOKUP($V342,Data!$A$6:$A$1806,Data!$E$6:$E$1806)*-1,LOOKUP($V342,Data!$A$6:$A$1806,Data!$E$6:$E$1806))","v":-255.9110107421875},{"$f":"LOOKUP($V342,Data!$A$6:$A$1806,Data!$F$6:$F$1806)","v":0},{"$f":"LOOKUP($V342,Data!$A$6:$A$1806,Data!$G$6:$G$1806)","v":181},{"$f":"LOOKUP($V342,Data!$A$6:$A$1806,Data!$H$6:$H$1806)","v":10},{"$f":"LOOKUP($V342,Data!$A$6:$A$1806,Data!$I$6:$I$1806)","v":0},{"$f":"LOOKUP($V342,Data!$A$6:$A$1806,Data!$J$6:$J$1806)","v":-103},{"$f":"LOOKUP($V342,Data!$A$6:$A$1806,Data!$K$6:$K$1806)","v":7619.46},22.39990234375]
[null,40098.108472221727,{"$f":"LOOKUP(B343,Data!$A$6:$A$1806,Data!B$6:B$1806)","v":59.972000122070313},{"$f":"LOOKUP(B343,Data!$A$6:$A$1806,Data!C$6:C$1806)","v":3786.99609375},null,null,null,22.39990234375,20.773662402449943,null,null,0,3802.4700259000256,{"$f":"AVERAGE(D$79:D343)","v":3773.2420308814858},{"$f":"AVERAGE(M$79:M343)","v":3779.8994794224891},3780.8494612803897,{"$f":"AVERAGE(P$79:P343)","v":3746.0803330045255},null,null,null,null,40098.108472221727,{"$f":"LOOKUP($V343,Data!$A$6:$A$1806,Data!$B$6:$B$1806)","v":59.972000122070313},{"$f":"LOOKUP($V343,Data!$A$6:$A$1806,Data!$C$6:$C$1806)","v":3786.99609375},{"$f":"LOOKUP($V343,Data!$A$6:$A$1806,Data!$D$6:$D$1806)","v":335},{"$f":"IF($Z$1=\"+\",LOOKUP($V343,Data!$A$6:$A$1806,Data!$E$6:$E$1806)*-1,LOOKUP($V343,Data!$A$6:$A$1806,Data!$E$6:$E$1806))","v":-255.9110107421875},{"$f":"LOOKUP($V343,Data!$A$6:$A$1806,Data!$F$6:$F$1806)","v":0},{"$f":"LOOKUP($V343,Data!$A$6:$A$1806,Data!$G$6:$G$1806)","v":181},{"$f":"LOOKUP($V343,Data!$A$6:$A$1806,Data!$H$6:$H$1806)","v":10},{"$f":"LOOKUP($V343,Data!$A$6:$A$1806,Data!$I$6:$I$1806)","v":0},{"$f":"LOOKUP($V343,Data!$A$6:$A$1806,Data!$J$6:$J$1806)","v":-103},{"$f":"LOOKUP($V343,Data!$A$6:$A$1806,Data!$K$6:$K$1806)","v":7619.46},22.39990234375]
[null,40098.108495369874,{"$f":"LOOKUP(B344,Data!$A$6:$A$1806,Data!B$6:B$1806)","v":59.974998474121094},{"$f":"LOOKUP(B344,Data!$A$6:$A$1806,Data!C$6:C$1806)","v":3786.48681640625},null,null,null,20.001220703125,20.503307807686213,null,null,0,3802.1996713052617,{"$f":"AVERAGE(D$79:D344)","v":3773.2918233082705},{"$f":"AVERAGE(M$79:M344)","v":3779.9833147303189},3780.8494612803897,{"$f":"AVERAGE(P$79:P344)","v":3746.2115372621706},null,null,null,null,40098.108495369874,{"$f":"LOOKUP($V344,Data!$A$6:$A$1806,Data!$B$6:$B$1806)","v":59.974998474121094},{"$f":"LOOKUP($V344,Data!$A$6:$A$1806,Data!$C$6:$C$1806)","v":3786.48681640625},{"$f":"LOOKUP($V344,Data!$A$6:$A$1806,Data!$D$6:$D$1806)","v":335},{"$f":"IF($Z$1=\"+\",LOOKUP($V344,Data!$A$6:$A$1806,Data!$E$6:$E$1806)*-1,LOOKUP($V344,Data!$A$6:$A$1806,Data!$E$6:$E$1806))","v":-258.148193359375},{"$f":"LOOKUP($V344,Data!$A$6:$A$1806,Data!$F$6:$F$1806)","v":0},{"$f":"LOOKUP($V344,Data!$A$6:$A$1806,Data!$G$6:$G$1806)","v":181.5},{"$f":"LOOKUP($V344,Data!$A$6:$A$1806,Data!$H$6:$H$1806)","v":10},{"$f":"LOOKUP($V344,Data!$A$6:$A$1806,Data!$I$6:$I$1806)","v":0},{"$f":"LOOKUP($V344,Data!$A$6:$A$1806,Data!$J$6:$J$1806)","v":-103},{"$f":"LOOKUP($V344,Data!$A$6:$A$1806,Data!$K$6:$K$1806)","v":7619.79},20.001220703125]
[null,40098.10851851802,{"$f":"LOOKUP(B345,Data!$A$6:$A$1806,Data!B$6:B$1806)","v":59.974998474121094},{"$f":"LOOKUP(B345,Data!$A$6:$A$1806,Data!C$6:C$1806)","v":3786.48681640625},null,null,null,20.001220703125,20.327577321089791,null,null,0,3802.0239408186653,{"$f":"AVERAGE(D$79:D345)","v":3773.3412427580756},{"$f":"AVERAGE(M$79:M345)","v":3780.0658638916984},3780.8494612803897,{"$f":"AVERAGE(P$79:P345)","v":3746.3417550216373},null,null,null,null,40098.10851851802,{"$f":"LOOKUP($V345,Data!$A$6:$A$1806,Data!$B$6:$B$1806)","v":59.974998474121094},{"$f":"LOOKUP($V345,Data!$A$6:$A$1806,Data!$C$6:$C$1806)","v":3786.48681640625},{"$f":"LOOKUP($V345,Data!$A$6:$A$1806,Data!$D$6:$D$1806)","v":335},{"$f":"IF($Z$1=\"+\",LOOKUP($V345,Data!$A$6:$A$1806,Data!$E$6:$E$1806)*-1,LOOKUP($V345,Data!$A$6:$A$1806,Data!$E$6:$E$1806))","v":-258.148193359375},{"$f":"LOOKUP($V345,Data!$A$6:$A$1806,Data!$F$6:$F$1806)","v":0},{"$f":"LOOKUP($V345,Data!$A$6:$A$1806,Data!$G$6:$G$1806)","v":181.5},{"$f":"LOOKUP($V345,Data!$A$6:$A$1806,Data!$H$6:$H$1806)","v":10},{"$f":"LOOKUP($V345,Data!$A$6:$A$1806,Data!$I$6:$I$1806)","v":0},{"$f":"LOOKUP($V345,Data!$A$6:$A$1806,Data!$J$6:$J$1806)","v":-103},{"$f":"LOOKUP($V345,Data!$A$6:$A$1806,Data!$K$6:$K$1806)","v":7619.79},20.001220703125]
[null,40098.108541666166,{"$f":"LOOKUP(B346,Data!$A$6:$A$1806,Data!B$6:B$1806)","v":59.969001770019531},{"$f":"LOOKUP(B346,Data!$A$6:$A$1806,Data!C$6:C$1806)","v":3789.2138671875},null,null,null,24.798583984375,21.892429653239617,null,null,0,3803.588793150815,{"$f":"AVERAGE(D$79:D346)","v":3773.4004689686335},{"$f":"AVERAGE(M$79:M346)","v":3780.1536360157997},3780.8494612803897,{"$f":"AVERAGE(P$79:P346)","v":3746.4709973671761},null,null,null,null,40098.108541666166,{"$f":"LOOKUP($V346,Data!$A$6:$A$1806,Data!$B$6:$B$1806)","v":59.969001770019531},{"$f":"LOOKUP($V346,Data!$A$6:$A$1806,Data!$C$6:$C$1806)","v":3789.2138671875},{"$f":"LOOKUP($V346,Data!$A$6:$A$1806,Data!$D$6:$D$1806)","v":335},{"$f":"IF($Z$1=\"+\",LOOKUP($V346,Data!$A$6:$A$1806,Data!$E$6:$E$1806)*-1,LOOKUP($V346,Data!$A$6:$A$1806,Data!$E$6:$E$1806))","v":-258.148193359375},{"$f":"LOOKUP($V346,Data!$A$6:$A$1806,Data!$F$6:$F$1806)","v":0},{"$f":"LOOKUP($V346,Data!$A$6:$A$1806,Data!$G$6:$G$1806)","v":182},{"$f":"LOOKUP($V346,Data!$A$6:$A$1806,Data!$H$6:$H$1806)","v":10},{"$f":"LOOKUP($V346,Data!$A$6:$A$1806,Data!$I$6:$I$1806)","v":0},{"$f":"LOOKUP($V346,Data!$A$6:$A$1806,Data!$J$6:$J$1806)","v":-103},{"$f":"LOOKUP($V346,Data!$A$6:$A$1806,Data!$K$6:$K$1806)","v":7620.12},24.798583984375]
[null,40098.108564814313,{"$f":"LOOKUP(B347,Data!$A$6:$A$1806,Data!B$6:B$1806)","v":59.969001770019531},{"$f":"LOOKUP(B347,Data!$A$6:$A$1806,Data!C$6:C$1806)","v":3789.2138671875},null,null,null,24.798583984375,22.909583669137,null,null,0,3804.6059471667122,{"$f":"AVERAGE(D$79:D347)","v":3773.4592548356181},{"$f":"AVERAGE(M$79:M347)","v":3780.244536800747},3780.8494612803897,{"$f":"AVERAGE(P$79:P347)","v":3746.5992752175985},null,null,null,null,40098.108564814313,{"$f":"LOOKUP($V347,Data!$A$6:$A$1806,Data!$B$6:$B$1806)","v":59.969001770019531},{"$f":"LOOKUP($V347,Data!$A$6:$A$1806,Data!$C$6:$C$1806)","v":3789.2138671875},{"$f":"LOOKUP($V347,Data!$A$6:$A$1806,Data!$D$6:$D$1806)","v":335},{"$f":"IF($Z$1=\"+\",LOOKUP($V347,Data!$A$6:$A$1806,Data!$E$6:$E$1806)*-1,LOOKUP($V347,Data!$A$6:$A$1806,Data!$E$6:$E$1806))","v":-258.148193359375},{"$f":"LOOKUP($V347,Data!$A$6:$A$1806,Data!$F$6:$F$1806)","v":0},{"$f":"LOOKUP($V347,Data!$A$6:$A$1806,Data!$G$6:$G$1806)","v":182},{"$f":"LOOKUP($V347,Data!$A$6:$A$1806,Data!$H$6:$H$1806)","v":10},{"$f":"LOOKUP($V347,Data!$A$6:$A$1806,Data!$I$6:$I$1806)","v":0},{"$f":"LOOKUP($V347,Data!$A$6:$A$1806,Data!$J$6:$J$1806)","v":-103},{"$f":"LOOKUP($V347,Data!$A$6:$A$1806,Data!$K$6:$K$1806)","v":7620.12},24.798583984375]
[null,40098.108587962459,{"$f":"LOOKUP(B348,Data!$A$6:$A$1806,Data!B$6:B$1806)","v":59.965000152587891},{"$f":"LOOKUP(B348,Data!$A$6:$A$1806,Data!C$6:C$1806)","v":3791.22119140625},null,null,null,27.9998779296875,24.691186660329677,null,null,0,3806.387550157905,{"$f":"AVERAGE(D$79:D348)","v":3773.5250397858795},{"$f":"AVERAGE(M$79:M348)","v":3780.3413627761443},3780.8494612803897,{"$f":"AVERAGE(P$79:P348)","v":3746.7265993293558},null,null,null,null,40098.108587962459,{"$f":"LOOKUP($V348,Data!$A$6:$A$1806,Data!$B$6:$B$1806)","v":59.965000152587891},{"$f":"LOOKUP($V348,Data!$A$6:$A$1806,Data!$C$6:$C$1806)","v":3791.22119140625},{"$f":"LOOKUP($V348,Data!$A$6:$A$1806,Data!$D$6:$D$1806)","v":335},{"$f":"IF($Z$1=\"+\",LOOKUP($V348,Data!$A$6:$A$1806,Data!$E$6:$E$1806)*-1,LOOKUP($V348,Data!$A$6:$A$1806,Data!$E$6:$E$1806))","v":-258.148193359375},{"$f":"LOOKUP($V348,Data!$A$6:$A$1806,Data!$F$6:$F$1806)","v":0},{"$f":"LOOKUP($V348,Data!$A$6:$A$1806,Data!$G$6:$G$1806)","v":182.5},{"$f":"LOOKUP($V348,Data!$A$6:$A$1806,Data!$H$6:$H$1806)","v":10},{"$f":"LOOKUP($V348,Data!$A$6:$A$1806,Data!$I$6:$I$1806)","v":0},{"$f":"LOOKUP($V348,Data!$A$6:$A$1806,Data!$J$6:$J$1806)","v":-103},{"$f":"LOOKUP($V348,Data!$A$6:$A$1806,Data!$K$6:$K$1806)","v":7620.45},27.9998779296875]
[null,40098.108611110605,{"$f":"LOOKUP(B349,Data!$A$6:$A$1806,Data!B$6:B$1806)","v":59.965000152587891},{"$f":"LOOKUP(B349,Data!$A$6:$A$1806,Data!C$6:C$1806)","v":3791.22119140625},null,null,null,27.9998779296875,25.849228604604917,null,null,0,3807.5455921021803,{"$f":"AVERAGE(D$79:D349)","v":3773.5903392383534},{"$f":"AVERAGE(M$79:M349)","v":3780.4417473862036},3780.8494612803897,{"$f":"AVERAGE(P$79:P349)","v":3746.8529802995449},null,null,null,null,40098.108611110605,{"$f":"LOOKUP($V349,Data!$A$6:$A$1806,Data!$B$6:$B$1806)","v":59.965000152587891},{"$f":"LOOKUP($V349,Data!$A$6:$A$1806,Data!$C$6:$C$1806)","v":3791.22119140625},{"$f":"LOOKUP($V349,Data!$A$6:$A$1806,Data!$D$6:$D$1806)","v":335},{"$f":"IF($Z$1=\"+\",LOOKUP($V349,Data!$A$6:$A$1806,Data!$E$6:$E$1806)*-1,LOOKUP($V349,Data!$A$6:$A$1806,Data!$E$6:$E$1806))","v":-258.148193359375},{"$f":"LOOKUP($V349,Data!$A$6:$A$1806,Data!$F$6:$F$1806)","v":0},{"$f":"LOOKUP($V349,Data!$A$6:$A$1806,Data!$G$6:$G$1806)","v":182.5},{"$f":"LOOKUP($V349,Data!$A$6:$A$1806,Data!$H$6:$H$1806)","v":10},{"$f":"LOOKUP($V349,Data!$A$6:$A$1806,Data!$I$6:$I$1806)","v":0},{"$f":"LOOKUP($V349,Data!$A$6:$A$1806,Data!$J$6:$J$1806)","v":-103},{"$f":"LOOKUP($V349,Data!$A$6:$A$1806,Data!$K$6:$K$1806)","v":7620.45},27.9998779296875]
[null,40098.108634258751,{"$f":"LOOKUP(B350,Data!$A$6:$A$1806,Data!B$6:B$1806)","v":59.969001770019531},{"$f":"LOOKUP(B350,Data!$A$6:$A$1806,Data!C$6:C$1806)","v":3790.95947265625},null,null,null,24.798583984375,25.481502987524447,null,null,0,3807.1778664850999,{"$f":"AVERAGE(D$79:D350)","v":3773.6541963465074},{"$f":"AVERAGE(M$79:M350)","v":3780.5400419417142},3780.8494612803897,{"$f":"AVERAGE(P$79:P350)","v":3746.978428568847},null,null,null,null,40098.108634258751,{"$f":"LOOKUP($V350,Data!$A$6:$A$1806,Data!$B$6:$B$1806)","v":59.969001770019531},{"$f":"LOOKUP($V350,Data!$A$6:$A$1806,Data!$C$6:$C$1806)","v":3790.95947265625},{"$f":"LOOKUP($V350,Data!$A$6:$A$1806,Data!$D$6:$D$1806)","v":335},{"$f":"IF($Z$1=\"+\",LOOKUP($V350,Data!$A$6:$A$1806,Data!$E$6:$E$1806)*-1,LOOKUP($V350,Data!$A$6:$A$1806,Data!$E$6:$E$1806))","v":-258.148193359375},{"$f":"LOOKUP($V350,Data!$A$6:$A$1806,Data!$F$6:$F$1806)","v":0},{"$f":"LOOKUP($V350,Data!$A$6:$A$1806,Data!$G$6:$G$1806)","v":183},{"$f":"LOOKUP($V350,Data!$A$6:$A$1806,Data!$H$6:$H$1806)","v":10},{"$f":"LOOKUP($V350,Data!$A$6:$A$1806,Data!$I$6:$I$1806)","v":0},{"$f":"LOOKUP($V350,Data!$A$6:$A$1806,Data!$J$6:$J$1806)","v":-103},{"$f":"LOOKUP($V350,Data!$A$6:$A$1806,Data!$K$6:$K$1806)","v":7620.78},24.798583984375]
[null,40098.108657406898,{"$f":"LOOKUP(B351,Data!$A$6:$A$1806,Data!B$6:B$1806)","v":59.969001770019531},{"$f":"LOOKUP(B351,Data!$A$6:$A$1806,Data!C$6:C$1806)","v":3790.95947265625},null,null,null,24.798583984375,25.242481336422141,null,null,0,3806.9388448339978,{"$f":"AVERAGE(D$79:D351)","v":3773.7175856370191},{"$f":"AVERAGE(M$79:M351)","v":3780.6367408534074},3780.8494612803897,{"$f":"AVERAGE(P$79:P351)","v":3747.1029544244043},null,null,null,null,40098.108657406898,{"$f":"LOOKUP($V351,Data!$A$6:$A$1806,Data!$B$6:$B$1806)","v":59.969001770019531},{"$f":"LOOKUP($V351,Data!$A$6:$A$1806,Data!$C$6:$C$1806)","v":3790.95947265625},{"$f":"LOOKUP($V351,Data!$A$6:$A$1806,Data!$D$6:$D$1806)","v":335},{"$f":"IF($Z$1=\"+\",LOOKUP($V351,Data!$A$6:$A$1806,Data!$E$6:$E$1806)*-1,LOOKUP($V351,Data!$A$6:$A$1806,Data!$E$6:$E$1806))","v":-258.148193359375},{"$f":"LOOKUP($V351,Data!$A$6:$A$1806,Data!$F$6:$F$1806)","v":0},{"$f":"LOOKUP($V351,Data!$A$6:$A$1806,Data!$G$6:$G$1806)","v":183},{"$f":"LOOKUP($V351,Data!$A$6:$A$1806,Data!$H$6:$H$1806)","v":10},{"$f":"LOOKUP($V351,Data!$A$6:$A$1806,Data!$I$6:$I$1806)","v":0},{"$f":"LOOKUP($V351,Data!$A$6:$A$1806,Data!$J$6:$J$1806)","v":-103},{"$f":"LOOKUP($V351,Data!$A$6:$A$1806,Data!$K$6:$K$1806)","v":7620.78},24.798583984375]
[null,40098.108680555044,{"$f":"LOOKUP(B352,Data!$A$6:$A$1806,Data!B$6:B$1806)","v":59.967998504638672},{"$f":"LOOKUP(B352,Data!$A$6:$A$1806,Data!C$6:C$1806)","v":3789.0263671875},null,null,null,25.6011962890625,25.368031569846266,null,null,0,3807.0643950674221,{"$f":"AVERAGE(D$79:D352)","v":3773.7734571025321},{"$f":"AVERAGE(M$79:M352)","v":3780.7331921461591},3780.8494612803897,{"$f":"AVERAGE(P$79:P352)","v":3747.2265680026312},null,null,null,null,40098.108680555044,{"$f":"LOOKUP($V352,Data!$A$6:$A$1806,Data!$B$6:$B$1806)","v":59.967998504638672},{"$f":"LOOKUP($V352,Data!$A$6:$A$1806,Data!$C$6:$C$1806)","v":3789.0263671875},{"$f":"LOOKUP($V352,Data!$A$6:$A$1806,Data!$D$6:$D$1806)","v":335},{"$f":"IF($Z$1=\"+\",LOOKUP($V352,Data!$A$6:$A$1806,Data!$E$6:$E$1806)*-1,LOOKUP($V352,Data!$A$6:$A$1806,Data!$E$6:$E$1806))","v":-258.148193359375},{"$f":"LOOKUP($V352,Data!$A$6:$A$1806,Data!$F$6:$F$1806)","v":0},{"$f":"LOOKUP($V352,Data!$A$6:$A$1806,Data!$G$6:$G$1806)","v":183.5},{"$f":"LOOKUP($V352,Data!$A$6:$A$1806,Data!$H$6:$H$1806)","v":10},{"$f":"LOOKUP($V352,Data!$A$6:$A$1806,Data!$I$6:$I$1806)","v":0},{"$f":"LOOKUP($V352,Data!$A$6:$A$1806,Data!$J$6:$J$1806)","v":-103},{"$f":"LOOKUP($V352,Data!$A$6:$A$1806,Data!$K$6:$K$1806)","v":7621.11},25.6011962890625]
[null,40098.10870370319,{"$f":"LOOKUP(B353,Data!$A$6:$A$1806,Data!B$6:B$1806)","v":59.967998504638672},{"$f":"LOOKUP(B353,Data!$A$6:$A$1806,Data!C$6:C$1806)","v":3789.0263671875},null,null,null,25.6011962890625,25.44963922157195,null,null,0,3807.1460027191479,{"$f":"AVERAGE(D$79:D353)","v":3773.8289222301137},{"$f":"AVERAGE(M$79:M353)","v":3780.8292387300612},3780.8494612803897,{"$f":"AVERAGE(P$79:P353)","v":3747.349279291966},null,null,null,null,40098.10870370319,{"$f":"LOOKUP($V353,Data!$A$6:$A$1806,Data!$B$6:$B$1806)","v":59.967998504638672},{"$f":"LOOKUP($V353,Data!$A$6:$A$1806,Data!$C$6:$C$1806)","v":3789.0263671875},{"$f":"LOOKUP($V353,Data!$A$6:$A$1806,Data!$D$6:$D$1806)","v":335},{"$f":"IF($Z$1=\"+\",LOOKUP($V353,Data!$A$6:$A$1806,Data!$E$6:$E$1806)*-1,LOOKUP($V353,Data!$A$6:$A$1806,Data!$E$6:$E$1806))","v":-258.148193359375},{"$f":"LOOKUP($V353,Data!$A$6:$A$1806,Data!$F$6:$F$1806)","v":0},{"$f":"LOOKUP($V353,Data!$A$6:$A$1806,Data!$G$6:$G$1806)","v":183.5},{"$f":"LOOKUP($V353,Data!$A$6:$A$1806,Data!$H$6:$H$1806)","v":10},{"$f":"LOOKUP($V353,Data!$A$6:$A$1806,Data!$I$6:$I$1806)","v":0},{"$f":"LOOKUP($V353,Data!$A$6:$A$1806,Data!$J$6:$J$1806)","v":-103},{"$f":"LOOKUP($V353,Data!$A$6:$A$1806,Data!$K$6:$K$1806)","v":7621.11},25.6011962890625]
[null,40098.108726851337,{"$f":"LOOKUP(B354,Data!$A$6:$A$1806,Data!B$6:B$1806)","v":59.964000701904297},{"$f":"LOOKUP(B354,Data!$A$6:$A$1806,Data!C$6:C$1806)","v":3787.39404296875},null,null,null,28.7994384765625,26.622068960818641,null,null,0,3808.3184324583945,{"$f":"AVERAGE(D$79:D354)","v":3773.878071218297},{"$f":"AVERAGE(M$79:M354)","v":3780.9288372580627},3780.8494612803897,{"$f":"AVERAGE(P$79:P354)","v":3747.4710981355602},null,null,null,null,40098.108726851337,{"$f":"LOOKUP($V354,Data!$A$6:$A$1806,Data!$B$6:$B$1806)","v":59.964000701904297},{"$f":"LOOKUP($V354,Data!$A$6:$A$1806,Data!$C$6:$C$1806)","v":3787.39404296875},{"$f":"LOOKUP($V354,Data!$A$6:$A$1806,Data!$D$6:$D$1806)","v":335},{"$f":"IF($Z$1=\"+\",LOOKUP($V354,Data!$A$6:$A$1806,Data!$E$6:$E$1806)*-1,LOOKUP($V354,Data!$A$6:$A$1806,Data!$E$6:$E$1806))","v":-258.87359619140625},{"$f":"LOOKUP($V354,Data!$A$6:$A$1806,Data!$F$6:$F$1806)","v":0},{"$f":"LOOKUP($V354,Data!$A$6:$A$1806,Data!$G$6:$G$1806)","v":184},{"$f":"LOOKUP($V354,Data!$A$6:$A$1806,Data!$H$6:$H$1806)","v":10},{"$f":"LOOKUP($V354,Data!$A$6:$A$1806,Data!$I$6:$I$1806)","v":0},{"$f":"LOOKUP($V354,Data!$A$6:$A$1806,Data!$J$6:$J$1806)","v":-103},{"$f":"LOOKUP($V354,Data!$A$6:$A$1806,Data!$K$6:$K$1806)","v":7621.44},28.7994384765625]
[null,40098.108749999483,{"$f":"LOOKUP(B355,Data!$A$6:$A$1806,Data!B$6:B$1806)","v":59.964000701904297},{"$f":"LOOKUP(B355,Data!$A$6:$A$1806,Data!C$6:C$1806)","v":3787.39404296875},null,null,null,28.7994384765625,27.384148291328991,null,null,0,3809.0805117889049,{"$f":"AVERAGE(D$79:D355)","v":3773.92686534014},{"$f":"AVERAGE(M$79:M355)","v":3781.030467852037},3780.8494612803897,{"$f":"AVERAGE(P$79:P355)","v":3747.5920342339114},null,null,null,null,40098.108749999483,{"$f":"LOOKUP($V355,Data!$A$6:$A$1806,Data!$B$6:$B$1806)","v":59.964000701904297},{"$f":"LOOKUP($V355,Data!$A$6:$A$1806,Data!$C$6:$C$1806)","v":3787.39404296875},{"$f":"LOOKUP($V355,Data!$A$6:$A$1806,Data!$D$6:$D$1806)","v":335},{"$f":"IF($Z$1=\"+\",LOOKUP($V355,Data!$A$6:$A$1806,Data!$E$6:$E$1806)*-1,LOOKUP($V355,Data!$A$6:$A$1806,Data!$E$6:$E$1806))","v":-258.87359619140625},{"$f":"LOOKUP($V355,Data!$A$6:$A$1806,Data!$F$6:$F$1806)","v":0},{"$f":"LOOKUP($V355,Data!$A$6:$A$1806,Data!$G$6:$G$1806)","v":184},{"$f":"LOOKUP($V355,Data!$A$6:$A$1806,Data!$H$6:$H$1806)","v":10},{"$f":"LOOKUP($V355,Data!$A$6:$A$1806,Data!$I$6:$I$1806)","v":0},{"$f":"LOOKUP($V355,Data!$A$6:$A$1806,Data!$J$6:$J$1806)","v":-103},{"$f":"LOOKUP($V355,Data!$A$6:$A$1806,Data!$K$6:$K$1806)","v":7621.44},28.7994384765625]
[null,40098.108773147629,{"$f":"LOOKUP(B356,Data!$A$6:$A$1806,Data!B$6:B$1806)","v":59.972000122070313},{"$f":"LOOKUP(B356,Data!$A$6:$A$1806,Data!C$6:C$1806)","v":3784.83056640625},null,null,null,22.39990234375,25.639662209676345,null,null,0,3807.3360257072522,{"$f":"AVERAGE(D$79:D356)","v":3773.966087286421},{"$f":"AVERAGE(M$79:M356)","v":3781.1250921608689},3780.8494612803897,{"$f":"AVERAGE(P$79:P356)","v":3747.7120971474365},null,null,null,null,40098.108773147629,{"$f":"LOOKUP($V356,Data!$A$6:$A$1806,Data!$B$6:$B$1806)","v":59.972000122070313},{"$f":"LOOKUP($V356,Data!$A$6:$A$1806,Data!$C$6:$C$1806)","v":3784.83056640625},{"$f":"LOOKUP($V356,Data!$A$6:$A$1806,Data!$D$6:$D$1806)","v":335},{"$f":"IF($Z$1=\"+\",LOOKUP($V356,Data!$A$6:$A$1806,Data!$E$6:$E$1806)*-1,LOOKUP($V356,Data!$A$6:$A$1806,Data!$E$6:$E$1806))","v":-258.87359619140625},{"$f":"LOOKUP($V356,Data!$A$6:$A$1806,Data!$F$6:$F$1806)","v":0},{"$f":"LOOKUP($V356,Data!$A$6:$A$1806,Data!$G$6:$G$1806)","v":184.5},{"$f":"LOOKUP($V356,Data!$A$6:$A$1806,Data!$H$6:$H$1806)","v":10},{"$f":"LOOKUP($V356,Data!$A$6:$A$1806,Data!$I$6:$I$1806)","v":0},{"$f":"LOOKUP($V356,Data!$A$6:$A$1806,Data!$J$6:$J$1806)","v":-103},{"$f":"LOOKUP($V356,Data!$A$6:$A$1806,Data!$K$6:$K$1806)","v":7621.77},22.39990234375]
[null,40098.108796295775,{"$f":"LOOKUP(B357,Data!$A$6:$A$1806,Data!B$6:B$1806)","v":59.972000122070313},{"$f":"LOOKUP(B357,Data!$A$6:$A$1806,Data!C$6:C$1806)","v":3784.83056640625},null,null,null,22.39990234375,24.505746256602126,null,null,0,3806.2021097541779,{"$f":"AVERAGE(D$79:D357)","v":3774.0050280717965},{"$f":"AVERAGE(M$79:M357)","v":3781.2149739443571},3780.8494612803897,{"$f":"AVERAGE(P$79:P357)","v":3747.8312962989939},null,null,null,null,40098.108796295775,{"$f":"LOOKUP($V357,Data!$A$6:$A$1806,Data!$B$6:$B$1806)","v":59.972000122070313},{"$f":"LOOKUP($V357,Data!$A$6:$A$1806,Data!$C$6:$C$1806)","v":3784.83056640625},{"$f":"LOOKUP($V357,Data!$A$6:$A$1806,Data!$D$6:$D$1806)","v":335},{"$f":"IF($Z$1=\"+\",LOOKUP($V357,Data!$A$6:$A$1806,Data!$E$6:$E$1806)*-1,LOOKUP($V357,Data!$A$6:$A$1806,Data!$E$6:$E$1806))","v":-258.87359619140625},{"$f":"LOOKUP($V357,Data!$A$6:$A$1806,Data!$F$6:$F$1806)","v":0},{"$f":"LOOKUP($V357,Data!$A$6:$A$1806,Data!$G$6:$G$1806)","v":184.5},{"$f":"LOOKUP($V357,Data!$A$6:$A$1806,Data!$H$6:$H$1806)","v":10},{"$f":"LOOKUP($V357,Data!$A$6:$A$1806,Data!$I$6:$I$1806)","v":0},{"$f":"LOOKUP($V357,Data!$A$6:$A$1806,Data!$J$6:$J$1806)","v":-103},{"$f":"LOOKUP($V357,Data!$A$6:$A$1806,Data!$K$6:$K$1806)","v":7621.77},22.39990234375]
[null,40098.108819443922,{"$f":"LOOKUP(B358,Data!$A$6:$A$1806,Data!B$6:B$1806)","v":59.966999053955078},{"$f":"LOOKUP(B358,Data!$A$6:$A$1806,Data!C$6:C$1806)","v":3784.3203125},null,null,null,26.4007568359375,25.168999959369508,null,null,0,3806.865363456945,{"$f":"AVERAGE(D$79:D358)","v":3774.041868373326},{"$f":"AVERAGE(M$79:M358)","v":3781.3065824783307},3780.8494612803897,{"$f":"AVERAGE(P$79:P358)","v":3747.9496409763465},null,null,null,null,40098.108819443922,{"$f":"LOOKUP($V358,Data!$A$6:$A$1806,Data!$B$6:$B$1806)","v":59.966999053955078},{"$f":"LOOKUP($V358,Data!$A$6:$A$1806,Data!$C$6:$C$1806)","v":3784.3203125},{"$f":"LOOKUP($V358,Data!$A$6:$A$1806,Data!$D$6:$D$1806)","v":335},{"$f":"IF($Z$1=\"+\",LOOKUP($V358,Data!$A$6:$A$1806,Data!$E$6:$E$1806)*-1,LOOKUP($V358,Data!$A$6:$A$1806,Data!$E$6:$E$1806))","v":-258.87359619140625},{"$f":"LOOKUP($V358,Data!$A$6:$A$1806,Data!$F$6:$F$1806)","v":0},{"$f":"LOOKUP($V358,Data!$A$6:$A$1806,Data!$G$6:$G$1806)","v":185},{"$f":"LOOKUP($V358,Data!$A$6:$A$1806,Data!$H$6:$H$1806)","v":10},{"$f":"LOOKUP($V358,Data!$A$6:$A$1806,Data!$I$6:$I$1806)","v":0},{"$f":"LOOKUP($V358,Data!$A$6:$A$1806,Data!$J$6:$J$1806)","v":-103},{"$f":"LOOKUP($V358,Data!$A$6:$A$1806,Data!$K$6:$K$1806)","v":7622.1},26.4007568359375]
[null,40098.108842592068,{"$f":"LOOKUP(B359,Data!$A$6:$A$1806,Data!B$6:B$1806)","v":59.966999053955078},{"$f":"LOOKUP(B359,Data!$A$6:$A$1806,Data!C$6:C$1806)","v":3784.3203125},null,null,null,26.4007568359375,25.600114866168305,null,null,0,3807.296478363744,{"$f":"AVERAGE(D$79:D359)","v":3774.0784464663034},{"$f":"AVERAGE(M$79:M359)","v":3781.3990732110187},3780.8494612803897,{"$f":"AVERAGE(P$79:P359)","v":3748.067140334575},null,null,null,null,40098.108842592068,{"$f":"LOOKUP($V359,Data!$A$6:$A$1806,Data!$B$6:$B$1806)","v":59.966999053955078},{"$f":"LOOKUP($V359,Data!$A$6:$A$1806,Data!$C$6:$C$1806)","v":3784.3203125},{"$f":"LOOKUP($V359,Data!$A$6:$A$1806,Data!$D$6:$D$1806)","v":335},{"$f":"IF($Z$1=\"+\",LOOKUP($V359,Data!$A$6:$A$1806,Data!$E$6:$E$1806)*-1,LOOKUP($V359,Data!$A$6:$A$1806,Data!$E$6:$E$1806))","v":-258.87359619140625},{"$f":"LOOKUP($V359,Data!$A$6:$A$1806,Data!$F$6:$F$1806)","v":0},{"$f":"LOOKUP($V359,Data!$A$6:$A$1806,Data!$G$6:$G$1806)","v":185},{"$f":"LOOKUP($V359,Data!$A$6:$A$1806,Data!$H$6:$H$1806)","v":10},{"$f":"LOOKUP($V359,Data!$A$6:$A$1806,Data!$I$6:$I$1806)","v":0},{"$f":"LOOKUP($V359,Data!$A$6:$A$1806,Data!$J$6:$J$1806)","v":-103},{"$f":"LOOKUP($V359,Data!$A$6:$A$1806,Data!$K$6:$K$1806)","v":7622.1},26.4007568359375]
[null,40098.108865740214,{"$f":"LOOKUP(B360,Data!$A$6:$A$1806,Data!B$6:B$1806)","v":59.967998504638672},{"$f":"LOOKUP(B360,Data!$A$6:$A$1806,Data!C$6:C$1806)","v":3782.10986328125},null,null,null,25.6011962890625,25.600493364181272,null,null,0,3807.2968568617571,{"$f":"AVERAGE(D$79:D360)","v":3774.106926667775},{"$f":"AVERAGE(M$79:M360)","v":3781.4909093232554},3780.8494612803897,{"$f":"AVERAGE(P$79:P360)","v":3748.1838033984391},null,null,null,null,40098.108865740214,{"$f":"LOOKUP($V360,Data!$A$6:$A$1806,Data!$B$6:$B$1806)","v":59.967998504638672},{"$f":"LOOKUP($V360,Data!$A$6:$A$1806,Data!$C$6:$C$1806)","v":3782.10986328125},{"$f":"LOOKUP($V360,Data!$A$6:$A$1806,Data!$D$6:$D$1806)","v":335},{"$f":"IF($Z$1=\"+\",LOOKUP($V360,Data!$A$6:$A$1806,Data!$E$6:$E$1806)*-1,LOOKUP($V360,Data!$A$6:$A$1806,Data!$E$6:$E$1806))","v":-258.87359619140625},{"$f":"LOOKUP($V360,Data!$A$6:$A$1806,Data!$F$6:$F$1806)","v":0},{"$f":"LOOKUP($V360,Data!$A$6:$A$1806,Data!$G$6:$G$1806)","v":185.5},{"$f":"LOOKUP($V360,Data!$A$6:$A$1806,Data!$H$6:$H$1806)","v":10},{"$f":"LOOKUP($V360,Data!$A$6:$A$1806,Data!$I$6:$I$1806)","v":0},{"$f":"LOOKUP($V360,Data!$A$6:$A$1806,Data!$J$6:$J$1806)","v":-103},{"$f":"LOOKUP($V360,Data!$A$6:$A$1806,Data!$K$6:$K$1806)","v":7622.43},25.6011962890625]
[null,40098.108888888361,{"$f":"LOOKUP(B361,Data!$A$6:$A$1806,Data!B$6:B$1806)","v":59.967998504638672},{"$f":"LOOKUP(B361,Data!$A$6:$A$1806,Data!C$6:C$1806)","v":3782.10986328125},null,null,null,25.6011962890625,25.600739387889703,null,null,0,3807.2971028854654,{"$f":"AVERAGE(D$79:D361)","v":3774.1352055957377},{"$f":"AVERAGE(M$79:M361)","v":3781.5820972863735},3780.8494612803897,{"$f":"AVERAGE(P$79:P361)","v":3748.2996390646867},null,null,null,null,40098.108888888361,{"$f":"LOOKUP($V361,Data!$A$6:$A$1806,Data!$B$6:$B$1806)","v":59.967998504638672},{"$f":"LOOKUP($V361,Data!$A$6:$A$1806,Data!$C$6:$C$1806)","v":3782.10986328125},{"$f":"LOOKUP($V361,Data!$A$6:$A$1806,Data!$D$6:$D$1806)","v":335},{"$f":"IF($Z$1=\"+\",LOOKUP($V361,Data!$A$6:$A$1806,Data!$E$6:$E$1806)*-1,LOOKUP($V361,Data!$A$6:$A$1806,Data!$E$6:$E$1806))","v":-258.87359619140625},{"$f":"LOOKUP($V361,Data!$A$6:$A$1806,Data!$F$6:$F$1806)","v":0},{"$f":"LOOKUP($V361,Data!$A$6:$A$1806,Data!$G$6:$G$1806)","v":185.5},{"$f":"LOOKUP($V361,Data!$A$6:$A$1806,Data!$H$6:$H$1806)","v":10},{"$f":"LOOKUP($V361,Data!$A$6:$A$1806,Data!$I$6:$I$1806)","v":0},{"$f":"LOOKUP($V361,Data!$A$6:$A$1806,Data!$J$6:$J$1806)","v":-103},{"$f":"LOOKUP($V361,Data!$A$6:$A$1806,Data!$K$6:$K$1806)","v":7622.43},25.6011962890625]
[null,40098.108912036507,{"$f":"LOOKUP(B362,Data!$A$6:$A$1806,Data!B$6:B$1806)","v":59.966999053955078},{"$f":"LOOKUP(B362,Data!$A$6:$A$1806,Data!C$6:C$1806)","v":3779.05615234375},null,null,null,26.4007568359375,25.880745494706431,null,null,0,3807.5771089922823,{"$f":"AVERAGE(D$79:D362)","v":3774.1525328730195},{"$f":"AVERAGE(M$79:M362)","v":3781.6736290177319},3780.8494612803897,{"$f":"AVERAGE(P$79:P362)","v":3748.4146561043176},null,null,null,null,40098.108912036507,{"$f":"LOOKUP($V362,Data!$A$6:$A$1806,Data!$B$6:$B$1806)","v":59.966999053955078},{"$f":"LOOKUP($V362,Data!$A$6:$A$1806,Data!$C$6:$C$1806)","v":3779.05615234375},{"$f":"LOOKUP($V362,Data!$A$6:$A$1806,Data!$D$6:$D$1806)","v":335},{"$f":"IF($Z$1=\"+\",LOOKUP($V362,Data!$A$6:$A$1806,Data!$E$6:$E$1806)*-1,LOOKUP($V362,Data!$A$6:$A$1806,Data!$E$6:$E$1806))","v":-258.87359619140625},{"$f":"LOOKUP($V362,Data!$A$6:$A$1806,Data!$F$6:$F$1806)","v":0},{"$f":"LOOKUP($V362,Data!$A$6:$A$1806,Data!$G$6:$G$1806)","v":186},{"$f":"LOOKUP($V362,Data!$A$6:$A$1806,Data!$H$6:$H$1806)","v":10},{"$f":"LOOKUP($V362,Data!$A$6:$A$1806,Data!$I$6:$I$1806)","v":0},{"$f":"LOOKUP($V362,Data!$A$6:$A$1806,Data!$J$6:$J$1806)","v":-103},{"$f":"LOOKUP($V362,Data!$A$6:$A$1806,Data!$K$6:$K$1806)","v":7622.76},26.4007568359375]
[null,40098.108935184653,{"$f":"LOOKUP(B363,Data!$A$6:$A$1806,Data!B$6:B$1806)","v":59.966999053955078},{"$f":"LOOKUP(B363,Data!$A$6:$A$1806,Data!C$6:C$1806)","v":3779.05615234375},null,null,null,26.4007568359375,{"$f":"L$13*H363+(1-L$13)*I362","v":26.062749464137305},null,null,0,3807.7591129617131,{"$f":"AVERAGE(D$79:D363)","v":3774.169738555373},{"$f":"AVERAGE(M$79:M363)","v":3781.7651570315711},3780.8494612803897,{"$f":"AVERAGE(P$79:P363)","v":3748.5288631647963},null,null,null,null,40098.108935184653,{"$f":"LOOKUP($V363,Data!$A$6:$A$1806,Data!$B$6:$B$1806)","v":59.966999053955078},{"$f":"LOOKUP($V363,Data!$A$6:$A$1806,Data!$C$6:$C$1806)","v":3779.05615234375},{"$f":"LOOKUP($V363,Data!$A$6:$A$1806,Data!$D$6:$D$1806)","v":335},{"$f":"IF($Z$1=\"+\",LOOKUP($V363,Data!$A$6:$A$1806,Data!$E$6:$E$1806)*-1,LOOKUP($V363,Data!$A$6:$A$1806,Data!$E$6:$E$1806))","v":-258.87359619140625},{"$f":"LOOKUP($V363,Data!$A$6:$A$1806,Data!$F$6:$F$1806)","v":0},{"$f":"LOOKUP($V363,Data!$A$6:$A$1806,Data!$G$6:$G$1806)","v":186},{"$f":"LOOKUP($V363,Data!$A$6:$A$1806,Data!$H$6:$H$1806)","v":10},{"$f":"LOOKUP($V363,Data!$A$6:$A$1806,Data!$I$6:$I$1806)","v":0},{"$f":"LOOKUP($V363,Data!$A$6:$A$1806,Data!$J$6:$J$1806)","v":-103},{"$f":"LOOKUP($V363,Data!$A$6:$A$1806,Data!$K$6:$K$1806)","v":7622.76},26.4007568359375]
[null,40098.108958332799,{"$f":"LOOKUP(B364,Data!$A$6:$A$1806,Data!B$6:B$1806)","v":59.965999603271484},{"$f":"LOOKUP(B364,Data!$A$6:$A$1806,Data!C$6:C$1806)","v":3779.211669921875},null,null,null,{"$f":"(IF((C364-L$2)>0,((C364-L$2-L$5)/((L$4*L$2)-L$5)*L$3*-1),((C364-L$2+L$5)/((L$4*L$2)-L$5)*L$3*-1)))","v":27.2003173828125},26.460898235673625,null,null,0,3808.1572617332495,{"$f":"AVERAGE(D$79:D364)","v":3774.187367686025},{"$f":"AVERAGE(M$79:M364)","v":3781.8574371179402},3780.8494612803897,{"$f":"AVERAGE(P$79:P364)","v":3748.6422687722188},null,null,null,null,40098.108958332799,{"$f":"LOOKUP($V364,Data!$A$6:$A$1806,Data!$B$6:$B$1806)","v":59.965999603271484},{"$f":"LOOKUP($V364,Data!$A$6:$A$1806,Data!$C$6:$C$1806)","v":3779.211669921875},{"$f":"LOOKUP($V364,Data!$A$6:$A$1806,Data!$D$6:$D$1806)","v":335},{"$f":"IF($Z$1=\"+\",LOOKUP($V364,Data!$A$6:$A$1806,Data!$E$6:$E$1806)*-1,LOOKUP($V364,Data!$A$6:$A$1806,Data!$E$6:$E$1806))","v":-249.33757019042969},{"$f":"LOOKUP($V364,Data!$A$6:$A$1806,Data!$F$6:$F$1806)","v":0},{"$f":"LOOKUP($V364,Data!$A$6:$A$1806,Data!$G$6:$G$1806)","v":186.5},{"$f":"LOOKUP($V364,Data!$A$6:$A$1806,Data!$H$6:$H$1806)","v":10},{"$f":"LOOKUP($V364,Data!$A$6:$A$1806,Data!$I$6:$I$1806)","v":0},{"$f":"LOOKUP($V364,Data!$A$6:$A$1806,Data!$J$6:$J$1806)","v":-103},{"$f":"LOOKUP($V364,Data!$A$6:$A$1806,Data!$K$6:$K$1806)","v":7623.09},{"$f":"(IF((W364-$L$2)>0,((W364-$L$2-$L$5)/(($L$4*$L$2)-$L$5)*$L$3*-1),((W364-$L$2+$L$5)/(($L$4*$L$2)-$L$5)*$L$3*-1)))","v":27.2003173828125}]
[null,40098.108981480946,{"$f":"LOOKUP(B365,Data!$A$6:$A$1806,Data!B$6:B$1806)","v":59.965999603271484},{"$f":"LOOKUP(B365,Data!$A$6:$A$1806,Data!C$6:C$1806)","v":3779.211669921875},null,null,null,27.2003173828125,26.719694937172232,null,null,0,3808.4160584347483,{"$f":"AVERAGE(D$79:D365)","v":3774.2048739655925},{"$f":"AVERAGE(M$79:M365)","v":3781.9499758681727},3780.8494612803897,{"$f":"AVERAGE(P$79:P365)","v":3748.7548813334361},null,null,null,null,40098.108981480946,{"$f":"LOOKUP($V365,Data!$A$6:$A$1806,Data!$B$6:$B$1806)","v":59.965999603271484},{"$f":"LOOKUP($V365,Data!$A$6:$A$1806,Data!$C$6:$C$1806)","v":3779.211669921875},{"$f":"LOOKUP($V365,Data!$A$6:$A$1806,Data!$D$6:$D$1806)","v":335},{"$f":"IF($Z$1=\"+\",LOOKUP($V365,Data!$A$6:$A$1806,Data!$E$6:$E$1806)*-1,LOOKUP($V365,Data!$A$6:$A$1806,Data!$E$6:$E$1806))","v":-249.33757019042969},{"$f":"LOOKUP($V365,Data!$A$6:$A$1806,Data!$F$6:$F$1806)","v":0},{"$f":"LOOKUP($V365,Data!$A$6:$A$1806,Data!$G$6:$G$1806)","v":186.5},{"$f":"LOOKUP($V365,Data!$A$6:$A$1806,Data!$H$6:$H$1806)","v":10},{"$f":"LOOKUP($V365,Data!$A$6:$A$1806,Data!$I$6:$I$1806)","v":0},{"$f":"LOOKUP($V365,Data!$A$6:$A$1806,Data!$J$6:$J$1806)","v":-103},{"$f":"LOOKUP($V365,Data!$A$6:$A$1806,Data!$K$6:$K$1806)","v":7623.09},27.2003173828125]
[null,{"$f":"B365+TIME(0,0,$B$1)","v":40098.109004629092},{"$f":"LOOKUP(B366,Data!$A$6:$A$1806,Data!B$6:B$1806)","v":59.971000671386719},{"$f":"LOOKUP(B366,Data!$A$6:$A$1806,Data!C$6:C$1806)","v":3776.42919921875},null,null,null,23.199462890625,25.487613720880702,null,null,0,3807.1839772184567,{"$f":"AVERAGE(D$79:D366)","v":3774.212597317166},{"$f":"AVERAGE(M$79:M366)","v":3782.0375939284163},3780.8494612803897,{"$f":"AVERAGE(P$79:P366)","v":3748.866709138129},null,null,null,null,40098.109004629092,{"$f":"LOOKUP($V366,Data!$A$6:$A$1806,Data!$B$6:$B$1806)","v":59.971000671386719},{"$f":"LOOKUP($V366,Data!$A$6:$A$1806,Data!$C$6:$C$1806)","v":3776.42919921875},{"$f":"LOOKUP($V366,Data!$A$6:$A$1806,Data!$D$6:$D$1806)","v":335},{"$f":"IF($Z$1=\"+\",LOOKUP($V366,Data!$A$6:$A$1806,Data!$E$6:$E$1806)*-1,LOOKUP($V366,Data!$A$6:$A$1806,Data!$E$6:$E$1806))","v":-249.33757019042969},{"$f":"LOOKUP($V366,Data!$A$6:$A$1806,Data!$F$6:$F$1806)","v":0},{"$f":"LOOKUP($V366,Data!$A$6:$A$1806,Data!$G$6:$G$1806)","v":187},{"$f":"LOOKUP($V366,Data!$A$6:$A$1806,Data!$H$6:$H$1806)","v":10},{"$f":"LOOKUP($V366,Data!$A$6:$A$1806,Data!$I$6:$I$1806)","v":0},{"$f":"LOOKUP($V366,Data!$A$6:$A$1806,Data!$J$6:$J$1806)","v":-103},{"$f":"LOOKUP($V366,Data!$A$6:$A$1806,Data!$K$6:$K$1806)","v":7623.42},23.199462890625]
[null,40098.109027777238,{"$f":"LOOKUP(B367,Data!$A$6:$A$1806,Data!B$6:B$1806)","v":59.971000671386719},{"$f":"LOOKUP(B367,Data!$A$6:$A$1806,Data!C$6:C$1806)","v":3776.42919921875},null,null,null,23.199462890625,24.686760930291207,null,null,0,3806.3831244278672,{"$f":"AVERAGE(D$79:D367)","v":3774.2202672199396},{"$f":"AVERAGE(M$79:M367)","v":3782.1218345183797},3780.8494612803897,{"$f":"AVERAGE(P$79:P367)","v":3748.9777603608445},null,null,null,null,40098.109027777238,{"$f":"LOOKUP($V367,Data!$A$6:$A$1806,Data!$B$6:$B$1806)","v":59.971000671386719},{"$f":"LOOKUP($V367,Data!$A$6:$A$1806,Data!$C$6:$C$1806)","v":3776.42919921875},{"$f":"LOOKUP($V367,Data!$A$6:$A$1806,Data!$D$6:$D$1806)","v":335},{"$f":"IF($Z$1=\"+\",LOOKUP($V367,Data!$A$6:$A$1806,Data!$E$6:$E$1806)*-1,LOOKUP($V367,Data!$A$6:$A$1806,Data!$E$6:$E$1806))","v":-249.33757019042969},{"$f":"LOOKUP($V367,Data!$A$6:$A$1806,Data!$F$6:$F$1806)","v":0},{"$f":"LOOKUP($V367,Data!$A$6:$A$1806,Data!$G$6:$G$1806)","v":187},{"$f":"LOOKUP($V367,Data!$A$6:$A$1806,Data!$H$6:$H$1806)","v":10},{"$f":"LOOKUP($V367,Data!$A$6:$A$1806,Data!$I$6:$I$1806)","v":0},{"$f":"LOOKUP($V367,Data!$A$6:$A$1806,Data!$J$6:$J$1806)","v":-103},{"$f":"LOOKUP($V367,Data!$A$6:$A$1806,Data!$K$6:$K$1806)","v":7623.42},23.199462890625]
[null,40098.109050925385,{"$f":"LOOKUP(B368,Data!$A$6:$A$1806,Data!B$6:B$1806)","v":59.965000152587891},{"$f":"LOOKUP(B368,Data!$A$6:$A$1806,Data!C$6:C$1806)","v":3776.5966796875},null,null,null,27.9998779296875,25.846351880079911,null,null,0,3807.5427153776559,{"$f":"AVERAGE(D$79:D368)","v":3774.2284617456899},{"$f":"AVERAGE(M$79:M368)","v":3782.2094927282392},3780.8494612803897,{"$f":"AVERAGE(P$79:P368)","v":3749.0880430629882},null,null,null,null,40098.109050925385,{"$f":"LOOKUP($V368,Data!$A$6:$A$1806,Data!$B$6:$B$1806)","v":59.965000152587891},{"$f":"LOOKUP($V368,Data!$A$6:$A$1806,Data!$C$6:$C$1806)","v":3776.5966796875},{"$f":"LOOKUP($V368,Data!$A$6:$A$1806,Data!$D$6:$D$1806)","v":335},{"$f":"IF($Z$1=\"+\",LOOKUP($V368,Data!$A$6:$A$1806,Data!$E$6:$E$1806)*-1,LOOKUP($V368,Data!$A$6:$A$1806,Data!$E$6:$E$1806))","v":-249.33757019042969},{"$f":"LOOKUP($V368,Data!$A$6:$A$1806,Data!$F$6:$F$1806)","v":0},{"$f":"LOOKUP($V368,Data!$A$6:$A$1806,Data!$G$6:$G$1806)","v":187.5},{"$f":"LOOKUP($V368,Data!$A$6:$A$1806,Data!$H$6:$H$1806)","v":10},{"$f":"LOOKUP($V368,Data!$A$6:$A$1806,Data!$I$6:$I$1806)","v":0},{"$f":"LOOKUP($V368,Data!$A$6:$A$1806,Data!$J$6:$J$1806)","v":-103},{"$f":"LOOKUP($V368,Data!$A$6:$A$1806,Data!$K$6:$K$1806)","v":7623.75},27.9998779296875]
[null,40098.109074073531,{"$f":"LOOKUP(B369,Data!$A$6:$A$1806,Data!B$6:B$1806)","v":59.965000152587891},{"$f":"LOOKUP(B369,Data!$A$6:$A$1806,Data!C$6:C$1806)","v":3776.5966796875},null,null,null,27.9998779296875,26.600085997442569,null,null,0,3808.2964494950184,{"$f":"AVERAGE(D$79:D369)","v":3774.2365999516751},{"$f":"AVERAGE(M$79:M369)","v":3782.2991386277818},3780.8494612803897,{"$f":"AVERAGE(P$79:P369)","v":3749.1975651947719},null,null,null,null,40098.109074073531,{"$f":"LOOKUP($V369,Data!$A$6:$A$1806,Data!$B$6:$B$1806)","v":59.965000152587891},{"$f":"LOOKUP($V369,Data!$A$6:$A$1806,Data!$C$6:$C$1806)","v":3776.5966796875},{"$f":"LOOKUP($V369,Data!$A$6:$A$1806,Data!$D$6:$D$1806)","v":335},{"$f":"IF($Z$1=\"+\",LOOKUP($V369,Data!$A$6:$A$1806,Data!$E$6:$E$1806)*-1,LOOKUP($V369,Data!$A$6:$A$1806,Data!$E$6:$E$1806))","v":-249.33757019042969},{"$f":"LOOKUP($V369,Data!$A$6:$A$1806,Data!$F$6:$F$1806)","v":0},{"$f":"LOOKUP($V369,Data!$A$6:$A$1806,Data!$G$6:$G$1806)","v":187.5},{"$f":"LOOKUP($V369,Data!$A$6:$A$1806,Data!$H$6:$H$1806)","v":10},{"$f":"LOOKUP($V369,Data!$A$6:$A$1806,Data!$I$6:$I$1806)","v":0},{"$f":"LOOKUP($V369,Data!$A$6:$A$1806,Data!$J$6:$J$1806)","v":-103},{"$f":"LOOKUP($V369,Data!$A$6:$A$1806,Data!$K$6:$K$1806)","v":7623.75},27.9998779296875]
[null,40098.109097221677,{"$f":"LOOKUP(B370,Data!$A$6:$A$1806,Data!B$6:B$1806)","v":59.964000701904297},{"$f":"LOOKUP(B370,Data!$A$6:$A$1806,Data!C$6:C$1806)","v":3776.02294921875},null,null,null,28.7994384765625,27.369859365134545,null,null,0,3809.0662228627102,{"$f":"AVERAGE(D$79:D370)","v":3774.2427175861517},{"$f":"AVERAGE(M$79:M370)","v":3782.390806724477},3780.8494612803897,{"$f":"AVERAGE(P$79:P370)","v":3749.3063345971273},null,null,null,null,40098.109097221677,{"$f":"LOOKUP($V370,Data!$A$6:$A$1806,Data!$B$6:$B$1806)","v":59.964000701904297},{"$f":"LOOKUP($V370,Data!$A$6:$A$1806,Data!$C$6:$C$1806)","v":3776.02294921875},{"$f":"LOOKUP($V370,Data!$A$6:$A$1806,Data!$D$6:$D$1806)","v":335},{"$f":"IF($Z$1=\"+\",LOOKUP($V370,Data!$A$6:$A$1806,Data!$E$6:$E$1806)*-1,LOOKUP($V370,Data!$A$6:$A$1806,Data!$E$6:$E$1806))","v":-249.33757019042969},{"$f":"LOOKUP($V370,Data!$A$6:$A$1806,Data!$F$6:$F$1806)","v":0},{"$f":"LOOKUP($V370,Data!$A$6:$A$1806,Data!$G$6:$G$1806)","v":188},{"$f":"LOOKUP($V370,Data!$A$6:$A$1806,Data!$H$6:$H$1806)","v":10},{"$f":"LOOKUP($V370,Data!$A$6:$A$1806,Data!$I$6:$I$1806)","v":0},{"$f":"LOOKUP($V370,Data!$A$6:$A$1806,Data!$J$6:$J$1806)","v":-103},{"$f":"LOOKUP($V370,Data!$A$6:$A$1806,Data!$K$6:$K$1806)","v":7624.08},28.7994384765625]
[null,40098.109120369823,{"$f":"LOOKUP(B371,Data!$A$6:$A$1806,Data!B$6:B$1806)","v":59.964000701904297},{"$f":"LOOKUP(B371,Data!$A$6:$A$1806,Data!C$6:C$1806)","v":3776.02294921875},null,null,null,28.7994384765625,27.870212054134331,null,null,0,3809.5665755517102,{"$f":"AVERAGE(D$79:D371)","v":3774.2487934620308},{"$f":"AVERAGE(M$79:M371)","v":3782.4835567887335},3780.8494612803897,{"$f":"AVERAGE(P$79:P371)","v":3749.4143590035765},null,null,null,null,40098.109120369823,{"$f":"LOOKUP($V371,Data!$A$6:$A$1806,Data!$B$6:$B$1806)","v":59.964000701904297},{"$f":"LOOKUP($V371,Data!$A$6:$A$1806,Data!$C$6:$C$1806)","v":3776.02294921875},{"$f":"LOOKUP($V371,Data!$A$6:$A$1806,Data!$D$6:$D$1806)","v":335},{"$f":"IF($Z$1=\"+\",LOOKUP($V371,Data!$A$6:$A$1806,Data!$E$6:$E$1806)*-1,LOOKUP($V371,Data!$A$6:$A$1806,Data!$E$6:$E$1806))","v":-249.33757019042969},{"$f":"LOOKUP($V371,Data!$A$6:$A$1806,Data!$F$6:$F$1806)","v":0},{"$f":"LOOKUP($V371,Data!$A$6:$A$1806,Data!$G$6:$G$1806)","v":188},{"$f":"LOOKUP($V371,Data!$A$6:$A$1806,Data!$H$6:$H$1806)","v":10},{"$f":"LOOKUP($V371,Data!$A$6:$A$1806,Data!$I$6:$I$1806)","v":0},{"$f":"LOOKUP($V371,Data!$A$6:$A$1806,Data!$J$6:$J$1806)","v":-103},{"$f":"LOOKUP($V371,Data!$A$6:$A$1806,Data!$K$6:$K$1806)","v":7624.08},28.7994384765625]
[null,40098.10914351797,{"$f":"LOOKUP(B372,Data!$A$6:$A$1806,Data!B$6:B$1806)","v":59.966999053955078},{"$f":"LOOKUP(B372,Data!$A$6:$A$1806,Data!C$6:C$1806)","v":3771.73046875},null,null,null,26.4007568359375,27.355902727765439,null,null,0,3809.0522662253416,{"$f":"AVERAGE(D$79:D372)","v":3774.2402277317178},{"$f":"AVERAGE(M$79:M372)","v":3782.5739265487223},3780.8494612803897,{"$f":"AVERAGE(P$79:P372)","v":3749.5216460420634},null,null,null,null,40098.10914351797,{"$f":"LOOKUP($V372,Data!$A$6:$A$1806,Data!$B$6:$B$1806)","v":59.966999053955078},{"$f":"LOOKUP($V372,Data!$A$6:$A$1806,Data!$C$6:$C$1806)","v":3771.73046875},{"$f":"LOOKUP($V372,Data!$A$6:$A$1806,Data!$D$6:$D$1806)","v":335},{"$f":"IF($Z$1=\"+\",LOOKUP($V372,Data!$A$6:$A$1806,Data!$E$6:$E$1806)*-1,LOOKUP($V372,Data!$A$6:$A$1806,Data!$E$6:$E$1806))","v":-249.33757019042969},{"$f":"LOOKUP($V372,Data!$A$6:$A$1806,Data!$F$6:$F$1806)","v":0},{"$f":"LOOKUP($V372,Data!$A$6:$A$1806,Data!$G$6:$G$1806)","v":188.5},{"$f":"LOOKUP($V372,Data!$A$6:$A$1806,Data!$H$6:$H$1806)","v":10},{"$f":"LOOKUP($V372,Data!$A$6:$A$1806,Data!$I$6:$I$1806)","v":0},{"$f":"LOOKUP($V372,Data!$A$6:$A$1806,Data!$J$6:$J$1806)","v":-103},{"$f":"LOOKUP($V372,Data!$A$6:$A$1806,Data!$K$6:$K$1806)","v":7624.41},26.4007568359375]
[null,40098.109166666116,{"$f":"LOOKUP(B373,Data!$A$6:$A$1806,Data!B$6:B$1806)","v":59.966999053955078},{"$f":"LOOKUP(B373,Data!$A$6:$A$1806,Data!C$6:C$1806)","v":3771.73046875},null,null,null,26.4007568359375,27.02160166562566,null,null,0,3808.7179651632018,{"$f":"AVERAGE(D$79:D373)","v":3774.2317200741527},{"$f":"AVERAGE(M$79:M373)","v":3782.6625504084327},3780.8494612803897,{"$f":"AVERAGE(P$79:P373)","v":3749.6282032367512},null,null,null,null,40098.109166666116,{"$f":"LOOKUP($V373,Data!$A$6:$A$1806,Data!$B$6:$B$1806)","v":59.966999053955078},{"$f":"LOOKUP($V373,Data!$A$6:$A$1806,Data!$C$6:$C$1806)","v":3771.73046875},{"$f":"LOOKUP($V373,Data!$A$6:$A$1806,Data!$D$6:$D$1806)","v":335},{"$f":"IF($Z$1=\"+\",LOOKUP($V373,Data!$A$6:$A$1806,Data!$E$6:$E$1806)*-1,LOOKUP($V373,Data!$A$6:$A$1806,Data!$E$6:$E$1806))","v":-249.33757019042969},{"$f":"LOOKUP($V373,Data!$A$6:$A$1806,Data!$F$6:$F$1806)","v":0},{"$f":"LOOKUP($V373,Data!$A$6:$A$1806,Data!$G$6:$G$1806)","v":188.5},{"$f":"LOOKUP($V373,Data!$A$6:$A$1806,Data!$H$6:$H$1806)","v":10},{"$f":"LOOKUP($V373,Data!$A$6:$A$1806,Data!$I$6:$I$1806)","v":0},{"$f":"LOOKUP($V373,Data!$A$6:$A$1806,Data!$J$6:$J$1806)","v":-103},{"$f":"LOOKUP($V373,Data!$A$6:$A$1806,Data!$K$6:$K$1806)","v":7624.41},26.4007568359375]
[null,40098.109189814262,{"$f":"LOOKUP(B374,Data!$A$6:$A$1806,Data!B$6:B$1806)","v":59.967998504638672},{"$f":"LOOKUP(B374,Data!$A$6:$A$1806,Data!C$6:C$1806)","v":3768.5029296875},null,null,null,25.6011962890625,26.524459783828554,null,null,0,3808.2208232814046,{"$f":"AVERAGE(D$79:D374)","v":3774.2123660525758},{"$f":"AVERAGE(M$79:M374)","v":3782.7488959248954},3780.8494612803897,{"$f":"AVERAGE(P$79:P374)","v":3749.7340380097803},null,null,null,null,40098.109189814262,{"$f":"LOOKUP($V374,Data!$A$6:$A$1806,Data!$B$6:$B$1806)","v":59.967998504638672},{"$f":"LOOKUP($V374,Data!$A$6:$A$1806,Data!$C$6:$C$1806)","v":3768.5029296875},{"$f":"LOOKUP($V374,Data!$A$6:$A$1806,Data!$D$6:$D$1806)","v":335},{"$f":"IF($Z$1=\"+\",LOOKUP($V374,Data!$A$6:$A$1806,Data!$E$6:$E$1806)*-1,LOOKUP($V374,Data!$A$6:$A$1806,Data!$E$6:$E$1806))","v":-258.27816772460937},{"$f":"LOOKUP($V374,Data!$A$6:$A$1806,Data!$F$6:$F$1806)","v":0},{"$f":"LOOKUP($V374,Data!$A$6:$A$1806,Data!$G$6:$G$1806)","v":189},{"$f":"LOOKUP($V374,Data!$A$6:$A$1806,Data!$H$6:$H$1806)","v":10},{"$f":"LOOKUP($V374,Data!$A$6:$A$1806,Data!$I$6:$I$1806)","v":0},{"$f":"LOOKUP($V374,Data!$A$6:$A$1806,Data!$J$6:$J$1806)","v":-103},{"$f":"LOOKUP($V374,Data!$A$6:$A$1806,Data!$K$6:$K$1806)","v":7624.74},25.6011962890625]
[null,40098.109212962408,{"$f":"LOOKUP(B375,Data!$A$6:$A$1806,Data!B$6:B$1806)","v":59.967998504638672},{"$f":"LOOKUP(B375,Data!$A$6:$A$1806,Data!C$6:C$1806)","v":3768.5029296875},null,null,null,25.6011962890625,26.201317560660435,null,null,0,3807.8976810582367,{"$f":"AVERAGE(D$79:D375)","v":3774.1931423611113},{"$f":"AVERAGE(M$79:M375)","v":3782.8335719691154},3780.8494612803897,{"$f":"AVERAGE(P$79:P375)","v":3749.8391576829913},null,null,null,null,40098.109212962408,{"$f":"LOOKUP($V375,Data!$A$6:$A$1806,Data!$B$6:$B$1806)","v":59.967998504638672},{"$f":"LOOKUP($V375,Data!$A$6:$A$1806,Data!$C$6:$C$1806)","v":3768.5029296875},{"$f":"LOOKUP($V375,Data!$A$6:$A$1806,Data!$D$6:$D$1806)","v":335},{"$f":"IF($Z$1=\"+\",LOOKUP($V375,Data!$A$6:$A$1806,Data!$E$6:$E$1806)*-1,LOOKUP($V375,Data!$A$6:$A$1806,Data!$E$6:$E$1806))","v":-258.27816772460937},{"$f":"LOOKUP($V375,Data!$A$6:$A$1806,Data!$F$6:$F$1806)","v":0},{"$f":"LOOKUP($V375,Data!$A$6:$A$1806,Data!$G$6:$G$1806)","v":189},{"$f":"LOOKUP($V375,Data!$A$6:$A$1806,Data!$H$6:$H$1806)","v":10},{"$f":"LOOKUP($V375,Data!$A$6:$A$1806,Data!$I$6:$I$1806)","v":0},{"$f":"LOOKUP($V375,Data!$A$6:$A$1806,Data!$J$6:$J$1806)","v":-103},{"$f":"LOOKUP($V375,Data!$A$6:$A$1806,Data!$K$6:$K$1806)","v":7624.74},25.6011962890625]
[null,40098.109236110555,{"$f":"LOOKUP(B376,Data!$A$6:$A$1806,Data!B$6:B$1806)","v":59.965000152587891},{"$f":"LOOKUP(B376,Data!$A$6:$A$1806,Data!C$6:C$1806)","v":3767.3662109375},null,null,null,27.9998779296875,26.830813689819909,null,null,0,3808.5271771873963,{"$f":"AVERAGE(D$79:D376)","v":3774.1702331952602},{"$f":"AVERAGE(M$79:M376)","v":3782.9197921208543},3780.8494612803897,{"$f":"AVERAGE(P$79:P376)","v":3749.9435694796152},null,null,null,null,40098.109236110555,{"$f":"LOOKUP($V376,Data!$A$6:$A$1806,Data!$B$6:$B$1806)","v":59.965000152587891},{"$f":"LOOKUP($V376,Data!$A$6:$A$1806,Data!$C$6:$C$1806)","v":3767.3662109375},{"$f":"LOOKUP($V376,Data!$A$6:$A$1806,Data!$D$6:$D$1806)","v":335},{"$f":"IF($Z$1=\"+\",LOOKUP($V376,Data!$A$6:$A$1806,Data!$E$6:$E$1806)*-1,LOOKUP($V376,Data!$A$6:$A$1806,Data!$E$6:$E$1806))","v":-258.27816772460937},{"$f":"LOOKUP($V376,Data!$A$6:$A$1806,Data!$F$6:$F$1806)","v":0},{"$f":"LOOKUP($V376,Data!$A$6:$A$1806,Data!$G$6:$G$1806)","v":189.5},{"$f":"LOOKUP($V376,Data!$A$6:$A$1806,Data!$H$6:$H$1806)","v":10},{"$f":"LOOKUP($V376,Data!$A$6:$A$1806,Data!$I$6:$I$1806)","v":0},{"$f":"LOOKUP($V376,Data!$A$6:$A$1806,Data!$J$6:$J$1806)","v":-103},{"$f":"LOOKUP($V376,Data!$A$6:$A$1806,Data!$K$6:$K$1806)","v":7625.07},27.9998779296875]
[null,40098.109259258701,{"$f":"LOOKUP(B377,Data!$A$6:$A$1806,Data!B$6:B$1806)","v":59.965000152587891},{"$f":"LOOKUP(B377,Data!$A$6:$A$1806,Data!C$6:C$1806)","v":3767.3662109375},null,null,null,27.9998779296875,27.239986173773566,null,null,0,3808.9363496713499,{"$f":"AVERAGE(D$79:D377)","v":3774.1474772679767},{"$f":"AVERAGE(M$79:M377)","v":3783.0068040190163},3780.8494612803897,{"$f":"AVERAGE(P$79:P377)","v":3750.047280525926},null,null,null,null,40098.109259258701,{"$f":"LOOKUP($V377,Data!$A$6:$A$1806,Data!$B$6:$B$1806)","v":59.965000152587891},{"$f":"LOOKUP($V377,Data!$A$6:$A$1806,Data!$C$6:$C$1806)","v":3767.3662109375},{"$f":"LOOKUP($V377,Data!$A$6:$A$1806,Data!$D$6:$D$1806)","v":335},{"$f":"IF($Z$1=\"+\",LOOKUP($V377,Data!$A$6:$A$1806,Data!$E$6:$E$1806)*-1,LOOKUP($V377,Data!$A$6:$A$1806,Data!$E$6:$E$1806))","v":-258.27816772460937},{"$f":"LOOKUP($V377,Data!$A$6:$A$1806,Data!$F$6:$F$1806)","v":0},{"$f":"LOOKUP($V377,Data!$A$6:$A$1806,Data!$G$6:$G$1806)","v":189.5},{"$f":"LOOKUP($V377,Data!$A$6:$A$1806,Data!$H$6:$H$1806)","v":10},{"$f":"LOOKUP($V377,Data!$A$6:$A$1806,Data!$I$6:$I$1806)","v":0},{"$f":"LOOKUP($V377,Data!$A$6:$A$1806,Data!$J$6:$J$1806)","v":-103},{"$f":"LOOKUP($V377,Data!$A$6:$A$1806,Data!$K$6:$K$1806)","v":7625.07},27.9998779296875]
[null,40098.109282406847,{"$f":"LOOKUP(B378,Data!$A$6:$A$1806,Data!B$6:B$1806)","v":59.972999572753906},{"$f":"LOOKUP(B378,Data!$A$6:$A$1806,Data!C$6:C$1806)","v":3760.29541015625},null,null,null,21.600341796875,25.266110641859068,null,null,0,3806.9624741394355,{"$f":"AVERAGE(D$79:D378)","v":3774.1013037109374},{"$f":"AVERAGE(M$79:M378)","v":3783.0866562527513},3780.8494612803897,{"$f":"AVERAGE(P$79:P378)","v":3750.1502978528638},null,null,null,null,40098.109282406847,{"$f":"LOOKUP($V378,Data!$A$6:$A$1806,Data!$B$6:$B$1806)","v":59.972999572753906},{"$f":"LOOKUP($V378,Data!$A$6:$A$1806,Data!$C$6:$C$1806)","v":3760.29541015625},{"$f":"LOOKUP($V378,Data!$A$6:$A$1806,Data!$D$6:$D$1806)","v":335},{"$f":"IF($Z$1=\"+\",LOOKUP($V378,Data!$A$6:$A$1806,Data!$E$6:$E$1806)*-1,LOOKUP($V378,Data!$A$6:$A$1806,Data!$E$6:$E$1806))","v":-258.27816772460937},{"$f":"LOOKUP($V378,Data!$A$6:$A$1806,Data!$F$6:$F$1806)","v":0},{"$f":"LOOKUP($V378,Data!$A$6:$A$1806,Data!$G$6:$G$1806)","v":190},{"$f":"LOOKUP($V378,Data!$A$6:$A$1806,Data!$H$6:$H$1806)","v":10},{"$f":"LOOKUP($V378,Data!$A$6:$A$1806,Data!$I$6:$I$1806)","v":0},{"$f":"LOOKUP($V378,Data!$A$6:$A$1806,Data!$J$6:$J$1806)","v":-103},{"$f":"LOOKUP($V378,Data!$A$6:$A$1806,Data!$K$6:$K$1806)","v":7625.4},21.600341796875]
[null,40098.109305554994,{"$f":"LOOKUP(B379,Data!$A$6:$A$1806,Data!B$6:B$1806)","v":59.972999572753906},{"$f":"LOOKUP(B379,Data!$A$6:$A$1806,Data!C$6:C$1806)","v":3760.29541015625},null,null,null,21.600341796875,23.983091546114647,null,null,0,3805.6794550436912,{"$f":"AVERAGE(D$79:D379)","v":3774.0554369549418},{"$f":"AVERAGE(M$79:M379)","v":3783.161715384947},3780.8494612803897,{"$f":"AVERAGE(P$79:P379)","v":3750.2526283976217},null,null,null,null,40098.109305554994,{"$f":"LOOKUP($V379,Data!$A$6:$A$1806,Data!$B$6:$B$1806)","v":59.972999572753906},{"$f":"LOOKUP($V379,Data!$A$6:$A$1806,Data!$C$6:$C$1806)","v":3760.29541015625},{"$f":"LOOKUP($V379,Data!$A$6:$A$1806,Data!$D$6:$D$1806)","v":335},{"$f":"IF($Z$1=\"+\",LOOKUP($V379,Data!$A$6:$A$1806,Data!$E$6:$E$1806)*-1,LOOKUP($V379,Data!$A$6:$A$1806,Data!$E$6:$E$1806))","v":-258.27816772460937},{"$f":"LOOKUP($V379,Data!$A$6:$A$1806,Data!$F$6:$F$1806)","v":0},{"$f":"LOOKUP($V379,Data!$A$6:$A$1806,Data!$G$6:$G$1806)","v":190},{"$f":"LOOKUP($V379,Data!$A$6:$A$1806,Data!$H$6:$H$1806)","v":10},{"$f":"LOOKUP($V379,Data!$A$6:$A$1806,Data!$I$6:$I$1806)","v":0},{"$f":"LOOKUP($V379,Data!$A$6:$A$1806,Data!$J$6:$J$1806)","v":-103},{"$f":"LOOKUP($V379,Data!$A$6:$A$1806,Data!$K$6:$K$1806)","v":7625.4},21.600341796875]
[null,40098.10932870314,{"$f":"LOOKUP(B380,Data!$A$6:$A$1806,Data!B$6:B$1806)","v":59.965000152587891},{"$f":"LOOKUP(B380,Data!$A$6:$A$1806,Data!C$6:C$1806)","v":3761.893798828125},null,null,null,27.9998779296875,25.388966780365145,null,null,0,3807.0853302779415,{"$f":"AVERAGE(D$79:D380)","v":3774.0151666300185},{"$f":"AVERAGE(M$79:M380)","v":3783.2409326528045},3780.8494612803897,{"$f":"AVERAGE(P$79:P380)","v":3750.3542790052056},null,null,null,null,40098.10932870314,{"$f":"LOOKUP($V380,Data!$A$6:$A$1806,Data!$B$6:$B$1806)","v":59.965000152587891},{"$f":"LOOKUP($V380,Data!$A$6:$A$1806,Data!$C$6:$C$1806)","v":3761.893798828125},{"$f":"LOOKUP($V380,Data!$A$6:$A$1806,Data!$D$6:$D$1806)","v":335},{"$f":"IF($Z$1=\"+\",LOOKUP($V380,Data!$A$6:$A$1806,Data!$E$6:$E$1806)*-1,LOOKUP($V380,Data!$A$6:$A$1806,Data!$E$6:$E$1806))","v":-258.27816772460937},{"$f":"LOOKUP($V380,Data!$A$6:$A$1806,Data!$F$6:$F$1806)","v":0},{"$f":"LOOKUP($V380,Data!$A$6:$A$1806,Data!$G$6:$G$1806)","v":190.5},{"$f":"LOOKUP($V380,Data!$A$6:$A$1806,Data!$H$6:$H$1806)","v":10},{"$f":"LOOKUP($V380,Data!$A$6:$A$1806,Data!$I$6:$I$1806)","v":0},{"$f":"LOOKUP($V380,Data!$A$6:$A$1806,Data!$J$6:$J$1806)","v":-103},{"$f":"LOOKUP($V380,Data!$A$6:$A$1806,Data!$K$6:$K$1806)","v":7625.73},27.9998779296875]
[null,40098.109351851286,{"$f":"LOOKUP(B381,Data!$A$6:$A$1806,Data!B$6:B$1806)","v":59.965000152587891},{"$f":"LOOKUP(B381,Data!$A$6:$A$1806,Data!C$6:C$1806)","v":3761.893798828125},null,null,null,27.9998779296875,26.30278568262797,null,null,0,3807.9991491802043,{"$f":"AVERAGE(D$79:D381)","v":3773.9751621158211},{"$f":"AVERAGE(M$79:M381)","v":3783.322642938374},3780.8494612803897,{"$f":"AVERAGE(P$79:P381)","v":3750.4552564299574},null,null,null,null,40098.109351851286,{"$f":"LOOKUP($V381,Data!$A$6:$A$1806,Data!$B$6:$B$1806)","v":59.965000152587891},{"$f":"LOOKUP($V381,Data!$A$6:$A$1806,Data!$C$6:$C$1806)","v":3761.893798828125},{"$f":"LOOKUP($V381,Data!$A$6:$A$1806,Data!$D$6:$D$1806)","v":335},{"$f":"IF($Z$1=\"+\",LOOKUP($V381,Data!$A$6:$A$1806,Data!$E$6:$E$1806)*-1,LOOKUP($V381,Data!$A$6:$A$1806,Data!$E$6:$E$1806))","v":-258.27816772460937},{"$f":"LOOKUP($V381,Data!$A$6:$A$1806,Data!$F$6:$F$1806)","v":0},{"$f":"LOOKUP($V381,Data!$A$6:$A$1806,Data!$G$6:$G$1806)","v":190.5},{"$f":"LOOKUP($V381,Data!$A$6:$A$1806,Data!$H$6:$H$1806)","v":10},{"$f":"LOOKUP($V381,Data!$A$6:$A$1806,Data!$I$6:$I$1806)","v":0},{"$f":"LOOKUP($V381,Data!$A$6:$A$1806,Data!$J$6:$J$1806)","v":-103},{"$f":"LOOKUP($V381,Data!$A$6:$A$1806,Data!$K$6:$K$1806)","v":7625.73},27.9998779296875]
[null,40098.109374999432,{"$f":"LOOKUP(B382,Data!$A$6:$A$1806,Data!B$6:B$1806)","v":59.969001770019531},{"$f":"LOOKUP(B382,Data!$A$6:$A$1806,Data!C$6:C$1806)","v":3760.58251953125},null,null,null,24.798583984375,25.776315088239432,null,null,0,3807.4726785858156,{"$f":"AVERAGE(D$79:D382)","v":3773.9311073704771},{"$f":"AVERAGE(M$79:M382)","v":3783.4020838451092},3780.8494612803897,{"$f":"AVERAGE(P$79:P382)","v":3750.5555673370541},null,null,null,null,40098.109374999432,{"$f":"LOOKUP($V382,Data!$A$6:$A$1806,Data!$B$6:$B$1806)","v":59.969001770019531},{"$f":"LOOKUP($V382,Data!$A$6:$A$1806,Data!$C$6:$C$1806)","v":3760.58251953125},{"$f":"LOOKUP($V382,Data!$A$6:$A$1806,Data!$D$6:$D$1806)","v":335},{"$f":"IF($Z$1=\"+\",LOOKUP($V382,Data!$A$6:$A$1806,Data!$E$6:$E$1806)*-1,LOOKUP($V382,Data!$A$6:$A$1806,Data!$E$6:$E$1806))","v":-258.27816772460937},{"$f":"LOOKUP($V382,Data!$A$6:$A$1806,Data!$F$6:$F$1806)","v":0},{"$f":"LOOKUP($V382,Data!$A$6:$A$1806,Data!$G$6:$G$1806)","v":191},{"$f":"LOOKUP($V382,Data!$A$6:$A$1806,Data!$H$6:$H$1806)","v":10},{"$f":"LOOKUP($V382,Data!$A$6:$A$1806,Data!$I$6:$I$1806)","v":0},{"$f":"LOOKUP($V382,Data!$A$6:$A$1806,Data!$J$6:$J$1806)","v":-103},{"$f":"LOOKUP($V382,Data!$A$6:$A$1806,Data!$K$6:$K$1806)","v":7626.06},24.798583984375]
[null,40098.109398147579,{"$f":"LOOKUP(B383,Data!$A$6:$A$1806,Data!B$6:B$1806)","v":59.969001770019531},{"$f":"LOOKUP(B383,Data!$A$6:$A$1806,Data!C$6:C$1806)","v":3760.58251953125},null,null,null,24.798583984375,25.43410920188688,null,null,0,3807.1304726994631,{"$f":"AVERAGE(D$79:D383)","v":3773.8873415087091},{"$f":"AVERAGE(M$79:M383)","v":3783.4798818413528},3780.8494612803897,{"$f":"AVERAGE(P$79:P383)","v":3750.6552183039726},null,null,null,null,40098.109398147579,{"$f":"LOOKUP($V383,Data!$A$6:$A$1806,Data!$B$6:$B$1806)","v":59.969001770019531},{"$f":"LOOKUP($V383,Data!$A$6:$A$1806,Data!$C$6:$C$1806)","v":3760.58251953125},{"$f":"LOOKUP($V383,Data!$A$6:$A$1806,Data!$D$6:$D$1806)","v":335},{"$f":"IF($Z$1=\"+\",LOOKUP($V383,Data!$A$6:$A$1806,Data!$E$6:$E$1806)*-1,LOOKUP($V383,Data!$A$6:$A$1806,Data!$E$6:$E$1806))","v":-258.27816772460937},{"$f":"LOOKUP($V383,Data!$A$6:$A$1806,Data!$F$6:$F$1806)","v":0},{"$f":"LOOKUP($V383,Data!$A$6:$A$1806,Data!$G$6:$G$1806)","v":191},{"$f":"LOOKUP($V383,Data!$A$6:$A$1806,Data!$H$6:$H$1806)","v":10},{"$f":"LOOKUP($V383,Data!$A$6:$A$1806,Data!$I$6:$I$1806)","v":0},{"$f":"LOOKUP($V383,Data!$A$6:$A$1806,Data!$J$6:$J$1806)","v":-103},{"$f":"LOOKUP($V383,Data!$A$6:$A$1806,Data!$K$6:$K$1806)","v":7626.06},24.798583984375]
[null,40098.109421295725,{"$f":"LOOKUP(B384,Data!$A$6:$A$1806,Data!B$6:B$1806)","v":59.964000701904297},{"$f":"LOOKUP(B384,Data!$A$6:$A$1806,Data!C$6:C$1806)","v":3759.781005859375},null,null,null,28.7994384765625,26.611974448023346,null,null,0,3808.3083379455998,{"$f":"AVERAGE(D$79:D384)","v":3773.8412423725999},{"$f":"AVERAGE(M$79:M384)","v":3783.5610205867911},3780.8494612803897,{"$f":"AVERAGE(P$79:P384)","v":3750.7542158219276},null,null,null,null,40098.109421295725,{"$f":"LOOKUP($V384,Data!$A$6:$A$1806,Data!$B$6:$B$1806)","v":59.964000701904297},{"$f":"LOOKUP($V384,Data!$A$6:$A$1806,Data!$C$6:$C$1806)","v":3759.781005859375},{"$f":"LOOKUP($V384,Data!$A$6:$A$1806,Data!$D$6:$D$1806)","v":335},{"$f":"IF($Z$1=\"+\",LOOKUP($V384,Data!$A$6:$A$1806,Data!$E$6:$E$1806)*-1,LOOKUP($V384,Data!$A$6:$A$1806,Data!$E$6:$E$1806))","v":-258.4063720703125},{"$f":"LOOKUP($V384,Data!$A$6:$A$1806,Data!$F$6:$F$1806)","v":0},{"$f":"LOOKUP($V384,Data!$A$6:$A$1806,Data!$G$6:$G$1806)","v":191.5},{"$f":"LOOKUP($V384,Data!$A$6:$A$1806,Data!$H$6:$H$1806)","v":10},{"$f":"LOOKUP($V384,Data!$A$6:$A$1806,Data!$I$6:$I$1806)","v":0},{"$f":"LOOKUP($V384,Data!$A$6:$A$1806,Data!$J$6:$J$1806)","v":-103},{"$f":"LOOKUP($V384,Data!$A$6:$A$1806,Data!$K$6:$K$1806)","v":7626.39},28.7994384765625]
[null,40098.109444443871,{"$f":"LOOKUP(B385,Data!$A$6:$A$1806,Data!B$6:B$1806)","v":59.964000701904297},{"$f":"LOOKUP(B385,Data!$A$6:$A$1806,Data!C$6:C$1806)","v":3759.781005859375},null,null,null,28.7994384765625,27.377586858012052,null,null,0,3809.0739503555883,{"$f":"AVERAGE(D$79:D385)","v":3773.7954435565962},{"$f":"AVERAGE(M$79:M385)","v":3783.644124592553},3780.8494612803897,{"$f":"AVERAGE(P$79:P385)","v":3750.8525662972816},null,null,null,null,40098.109444443871,{"$f":"LOOKUP($V385,Data!$A$6:$A$1806,Data!$B$6:$B$1806)","v":59.964000701904297},{"$f":"LOOKUP($V385,Data!$A$6:$A$1806,Data!$C$6:$C$1806)","v":3759.781005859375},{"$f":"LOOKUP($V385,Data!$A$6:$A$1806,Data!$D$6:$D$1806)","v":335},{"$f":"IF($Z$1=\"+\",LOOKUP($V385,Data!$A$6:$A$1806,Data!$E$6:$E$1806)*-1,LOOKUP($V385,Data!$A$6:$A$1806,Data!$E$6:$E$1806))","v":-258.4063720703125},{"$f":"LOOKUP($V385,Data!$A$6:$A$1806,Data!$F$6:$F$1806)","v":0},{"$f":"LOOKUP($V385,Data!$A$6:$A$1806,Data!$G$6:$G$1806)","v":191.5},{"$f":"LOOKUP($V385,Data!$A$6:$A$1806,Data!$H$6:$H$1806)","v":10},{"$f":"LOOKUP($V385,Data!$A$6:$A$1806,Data!$I$6:$I$1806)","v":0},{"$f":"LOOKUP($V385,Data!$A$6:$A$1806,Data!$J$6:$J$1806)","v":-103},{"$f":"LOOKUP($V385,Data!$A$6:$A$1806,Data!$K$6:$K$1806)","v":7626.39},28.7994384765625]
[null,40098.109467592018,{"$f":"LOOKUP(B386,Data!$A$6:$A$1806,Data!B$6:B$1806)","v":59.979000091552734},{"$f":"LOOKUP(B386,Data!$A$6:$A$1806,Data!C$6:C$1806)","v":3757.77294921875},null,null,null,16.7999267578125,23.67540582294221,null,null,0,3805.3717693205185,{"$f":"AVERAGE(D$79:D386)","v":3773.7434224710837},{"$f":"AVERAGE(M$79:M386)","v":3783.7146688936173},3780.8494612803897,{"$f":"AVERAGE(P$79:P386)","v":3750.9502760529267},null,null,null,null,40098.109467592018,{"$f":"LOOKUP($V386,Data!$A$6:$A$1806,Data!$B$6:$B$1806)","v":59.979000091552734},{"$f":"LOOKUP($V386,Data!$A$6:$A$1806,Data!$C$6:$C$1806)","v":3757.77294921875},{"$f":"LOOKUP($V386,Data!$A$6:$A$1806,Data!$D$6:$D$1806)","v":335},{"$f":"IF($Z$1=\"+\",LOOKUP($V386,Data!$A$6:$A$1806,Data!$E$6:$E$1806)*-1,LOOKUP($V386,Data!$A$6:$A$1806,Data!$E$6:$E$1806))","v":-258.4063720703125},{"$f":"LOOKUP($V386,Data!$A$6:$A$1806,Data!$F$6:$F$1806)","v":0},{"$f":"LOOKUP($V386,Data!$A$6:$A$1806,Data!$G$6:$G$1806)","v":192},{"$f":"LOOKUP($V386,Data!$A$6:$A$1806,Data!$H$6:$H$1806)","v":10},{"$f":"LOOKUP($V386,Data!$A$6:$A$1806,Data!$I$6:$I$1806)","v":0},{"$f":"LOOKUP($V386,Data!$A$6:$A$1806,Data!$J$6:$J$1806)","v":-103},{"$f":"LOOKUP($V386,Data!$A$6:$A$1806,Data!$K$6:$K$1806)","v":7626.72},16.7999267578125]
[null,40098.109490740164,{"$f":"LOOKUP(B387,Data!$A$6:$A$1806,Data!B$6:B$1806)","v":59.979000091552734},{"$f":"LOOKUP(B387,Data!$A$6:$A$1806,Data!C$6:C$1806)","v":3757.77294921875},null,null,null,16.7999267578125,21.268988150146811,null,null,0,3802.9653516477233,{"$f":"AVERAGE(D$79:D387)","v":3773.6917380916261},{"$f":"AVERAGE(M$79:M387)","v":3783.7769688378053},3780.8494612803897,{"$f":"AVERAGE(P$79:P387)","v":3751.0473513296388},null,null,null,null,40098.109490740164,{"$f":"LOOKUP($V387,Data!$A$6:$A$1806,Data!$B$6:$B$1806)","v":59.979000091552734},{"$f":"LOOKUP($V387,Data!$A$6:$A$1806,Data!$C$6:$C$1806)","v":3757.77294921875},{"$f":"LOOKUP($V387,Data!$A$6:$A$1806,Data!$D$6:$D$1806)","v":335},{"$f":"IF($Z$1=\"+\",LOOKUP($V387,Data!$A$6:$A$1806,Data!$E$6:$E$1806)*-1,LOOKUP($V387,Data!$A$6:$A$1806,Data!$E$6:$E$1806))","v":-258.4063720703125},{"$f":"LOOKUP($V387,Data!$A$6:$A$1806,Data!$F$6:$F$1806)","v":0},{"$f":"LOOKUP($V387,Data!$A$6:$A$1806,Data!$G$6:$G$1806)","v":192},{"$f":"LOOKUP($V387,Data!$A$6:$A$1806,Data!$H$6:$H$1806)","v":10},{"$f":"LOOKUP($V387,Data!$A$6:$A$1806,Data!$I$6:$I$1806)","v":0},{"$f":"LOOKUP($V387,Data!$A$6:$A$1806,Data!$J$6:$J$1806)","v":-103},{"$f":"LOOKUP($V387,Data!$A$6:$A$1806,Data!$K$6:$K$1806)","v":7626.72},16.7999267578125]
[null,40098.10951388831,{"$f":"LOOKUP(B388,Data!$A$6:$A$1806,Data!B$6:B$1806)","v":59.983001708984375},{"$f":"LOOKUP(B388,Data!$A$6:$A$1806,Data!C$6:C$1806)","v":3753.08740234375},null,null,null,13.5986328125,18.584363781970428,null,null,0,3800.2807272795471,{"$f":"AVERAGE(D$79:D388)","v":3773.6252724924393},{"$f":"AVERAGE(M$79:M388)","v":3783.830206768263},3780.8494612803897,{"$f":"AVERAGE(P$79:P388)","v":3751.1437982874077},null,null,null,null,40098.10951388831,{"$f":"LOOKUP($V388,Data!$A$6:$A$1806,Data!$B$6:$B$1806)","v":59.983001708984375},{"$f":"LOOKUP($V388,Data!$A$6:$A$1806,Data!$C$6:$C$1806)","v":3753.08740234375},{"$f":"LOOKUP($V388,Data!$A$6:$A$1806,Data!$D$6:$D$1806)","v":335},{"$f":"IF($Z$1=\"+\",LOOKUP($V388,Data!$A$6:$A$1806,Data!$E$6:$E$1806)*-1,LOOKUP($V388,Data!$A$6:$A$1806,Data!$E$6:$E$1806))","v":-258.4063720703125},{"$f":"LOOKUP($V388,Data!$A$6:$A$1806,Data!$F$6:$F$1806)","v":0},{"$f":"LOOKUP($V388,Data!$A$6:$A$1806,Data!$G$6:$G$1806)","v":192.5},{"$f":"LOOKUP($V388,Data!$A$6:$A$1806,Data!$H$6:$H$1806)","v":10},{"$f":"LOOKUP($V388,Data!$A$6:$A$1806,Data!$I$6:$I$1806)","v":0},{"$f":"LOOKUP($V388,Data!$A$6:$A$1806,Data!$J$6:$J$1806)","v":-103},{"$f":"LOOKUP($V388,Data!$A$6:$A$1806,Data!$K$6:$K$1806)","v":7627.05},13.5986328125]
[null,40098.109537036456,{"$f":"LOOKUP(B389,Data!$A$6:$A$1806,Data!B$6:B$1806)","v":59.983001708984375},{"$f":"LOOKUP(B389,Data!$A$6:$A$1806,Data!C$6:C$1806)","v":3753.08740234375},null,null,null,13.5986328125,16.839357942655781,null,null,0,3798.5357214402325,{"$f":"AVERAGE(D$79:D389)","v":3773.559234324759},{"$f":"AVERAGE(M$79:M389)","v":3783.8774913813563},3780.8494612803897,{"$f":"AVERAGE(P$79:P389)","v":3751.2396230067397},null,null,null,null,40098.109537036456,{"$f":"LOOKUP($V389,Data!$A$6:$A$1806,Data!$B$6:$B$1806)","v":59.983001708984375},{"$f":"LOOKUP($V389,Data!$A$6:$A$1806,Data!$C$6:$C$1806)","v":3753.08740234375},{"$f":"LOOKUP($V389,Data!$A$6:$A$1806,Data!$D$6:$D$1806)","v":335},{"$f":"IF($Z$1=\"+\",LOOKUP($V389,Data!$A$6:$A$1806,Data!$E$6:$E$1806)*-1,LOOKUP($V389,Data!$A$6:$A$1806,Data!$E$6:$E$1806))","v":-258.4063720703125},{"$f":"LOOKUP($V389,Data!$A$6:$A$1806,Data!$F$6:$F$1806)","v":0},{"$f":"LOOKUP($V389,Data!$A$6:$A$1806,Data!$G$6:$G$1806)","v":192.5},{"$f":"LOOKUP($V389,Data!$A$6:$A$1806,Data!$H$6:$H$1806)","v":10},{"$f":"LOOKUP($V389,Data!$A$6:$A$1806,Data!$I$6:$I$1806)","v":0},{"$f":"LOOKUP($V389,Data!$A$6:$A$1806,Data!$J$6:$J$1806)","v":-103},{"$f":"LOOKUP($V389,Data!$A$6:$A$1806,Data!$K$6:$K$1806)","v":7627.05},13.5986328125]
[null,40098.109560184603,{"$f":"LOOKUP(B390,Data!$A$6:$A$1806,Data!B$6:B$1806)","v":59.966999053955078},{"$f":"LOOKUP(B390,Data!$A$6:$A$1806,Data!C$6:C$1806)","v":3753.7509765625},null,null,null,26.4007568359375,20.185847555304385,null,null,0,3801.8822110528808,{"$f":"AVERAGE(D$79:D390)","v":3773.4957463191104},{"$f":"AVERAGE(M$79:M390)","v":3783.9351988162007},3780.8494612803897,{"$f":"AVERAGE(P$79:P390)","v":3751.3348314899345},null,null,null,null,40098.109560184603,{"$f":"LOOKUP($V390,Data!$A$6:$A$1806,Data!$B$6:$B$1806)","v":59.966999053955078},{"$f":"LOOKUP($V390,Data!$A$6:$A$1806,Data!$C$6:$C$1806)","v":3753.7509765625},{"$f":"LOOKUP($V390,Data!$A$6:$A$1806,Data!$D$6:$D$1806)","v":335},{"$f":"IF($Z$1=\"+\",LOOKUP($V390,Data!$A$6:$A$1806,Data!$E$6:$E$1806)*-1,LOOKUP($V390,Data!$A$6:$A$1806,Data!$E$6:$E$1806))","v":-258.4063720703125},{"$f":"LOOKUP($V390,Data!$A$6:$A$1806,Data!$F$6:$F$1806)","v":0},{"$f":"LOOKUP($V390,Data!$A$6:$A$1806,Data!$G$6:$G$1806)","v":193},{"$f":"LOOKUP($V390,Data!$A$6:$A$1806,Data!$H$6:$H$1806)","v":10},{"$f":"LOOKUP($V390,Data!$A$6:$A$1806,Data!$I$6:$I$1806)","v":0},{"$f":"LOOKUP($V390,Data!$A$6:$A$1806,Data!$J$6:$J$1806)","v":-103},{"$f":"LOOKUP($V390,Data!$A$6:$A$1806,Data!$K$6:$K$1806)","v":7627.38},26.4007568359375]
[null,40098.109583332749,{"$f":"LOOKUP(B391,Data!$A$6:$A$1806,Data!B$6:B$1806)","v":59.966999053955078},{"$f":"LOOKUP(B391,Data!$A$6:$A$1806,Data!C$6:C$1806)","v":3753.7509765625},null,null,null,26.4007568359375,22.361065803525975,null,null,0,3804.0574293011023,{"$f":"AVERAGE(D$79:D391)","v":3773.4326639876199},{"$f":"AVERAGE(M$79:M391)","v":3783.9994870925102},3780.8494612803897,{"$f":"AVERAGE(P$79:P391)","v":3751.4294296623393},null,null,null,null,40098.109583332749,{"$f":"LOOKUP($V391,Data!$A$6:$A$1806,Data!$B$6:$B$1806)","v":59.966999053955078},{"$f":"LOOKUP($V391,Data!$A$6:$A$1806,Data!$C$6:$C$1806)","v":3753.7509765625},{"$f":"LOOKUP($V391,Data!$A$6:$A$1806,Data!$D$6:$D$1806)","v":335},{"$f":"IF($Z$1=\"+\",LOOKUP($V391,Data!$A$6:$A$1806,Data!$E$6:$E$1806)*-1,LOOKUP($V391,Data!$A$6:$A$1806,Data!$E$6:$E$1806))","v":-258.4063720703125},{"$f":"LOOKUP($V391,Data!$A$6:$A$1806,Data!$F$6:$F$1806)","v":0},{"$f":"LOOKUP($V391,Data!$A$6:$A$1806,Data!$G$6:$G$1806)","v":193},{"$f":"LOOKUP($V391,Data!$A$6:$A$1806,Data!$H$6:$H$1806)","v":10},{"$f":"LOOKUP($V391,Data!$A$6:$A$1806,Data!$I$6:$I$1806)","v":0},{"$f":"LOOKUP($V391,Data!$A$6:$A$1806,Data!$J$6:$J$1806)","v":-103},{"$f":"LOOKUP($V391,Data!$A$6:$A$1806,Data!$K$6:$K$1806)","v":7627.38},26.4007568359375]
[null,40098.109606480895,{"$f":"LOOKUP(B392,Data!$A$6:$A$1806,Data!B$6:B$1806)","v":59.962001800537109},{"$f":"LOOKUP(B392,Data!$A$6:$A$1806,Data!C$6:C$1806)","v":3759.249755859375},null,null,null,30.3985595703125,25.174188621901259,null,null,0,3806.8705521194775,{"$f":"AVERAGE(D$79:D392)","v":3773.3874954903963},{"$f":"AVERAGE(M$79:M392)","v":3784.0723248792206},3780.8494612803897,{"$f":"AVERAGE(P$79:P392)","v":3751.5234233735787},null,null,null,null,40098.109606480895,{"$f":"LOOKUP($V392,Data!$A$6:$A$1806,Data!$B$6:$B$1806)","v":59.962001800537109},{"$f":"LOOKUP($V392,Data!$A$6:$A$1806,Data!$C$6:$C$1806)","v":3759.249755859375},{"$f":"LOOKUP($V392,Data!$A$6:$A$1806,Data!$D$6:$D$1806)","v":335},{"$f":"IF($Z$1=\"+\",LOOKUP($V392,Data!$A$6:$A$1806,Data!$E$6:$E$1806)*-1,LOOKUP($V392,Data!$A$6:$A$1806,Data!$E$6:$E$1806))","v":-258.4063720703125},{"$f":"LOOKUP($V392,Data!$A$6:$A$1806,Data!$F$6:$F$1806)","v":0},{"$f":"LOOKUP($V392,Data!$A$6:$A$1806,Data!$G$6:$G$1806)","v":193.5},{"$f":"LOOKUP($V392,Data!$A$6:$A$1806,Data!$H$6:$H$1806)","v":10},{"$f":"LOOKUP($V392,Data!$A$6:$A$1806,Data!$I$6:$I$1806)","v":0},{"$f":"LOOKUP($V392,Data!$A$6:$A$1806,Data!$J$6:$J$1806)","v":-103},{"$f":"LOOKUP($V392,Data!$A$6:$A$1806,Data!$K$6:$K$1806)","v":7627.71},30.3985595703125]
[null,40098.109629629042,{"$f":"LOOKUP(B393,Data!$A$6:$A$1806,Data!B$6:B$1806)","v":59.962001800537109},{"$f":"LOOKUP(B393,Data!$A$6:$A$1806,Data!C$6:C$1806)","v":3759.249755859375},null,null,null,30.3985595703125,27.002718453845194,null,null,0,3808.6990819514212,{"$f":"AVERAGE(D$79:D393)","v":3773.3426137772817},{"$f":"AVERAGE(M$79:M393)","v":3784.1505050604023},3780.8494612803897,{"$f":"AVERAGE(P$79:P393)","v":3751.6168183987593},null,null,null,null,40098.109629629042,{"$f":"LOOKUP($V393,Data!$A$6:$A$1806,Data!$B$6:$B$1806)","v":59.962001800537109},{"$f":"LOOKUP($V393,Data!$A$6:$A$1806,Data!$C$6:$C$1806)","v":3759.249755859375},{"$f":"LOOKUP($V393,Data!$A$6:$A$1806,Data!$D$6:$D$1806)","v":335},{"$f":"IF($Z$1=\"+\",LOOKUP($V393,Data!$A$6:$A$1806,Data!$E$6:$E$1806)*-1,LOOKUP($V393,Data!$A$6:$A$1806,Data!$E$6:$E$1806))","v":-258.4063720703125},{"$f":"LOOKUP($V393,Data!$A$6:$A$1806,Data!$F$6:$F$1806)","v":0},{"$f":"LOOKUP($V393,Data!$A$6:$A$1806,Data!$G$6:$G$1806)","v":193.5},{"$f":"LOOKUP($V393,Data!$A$6:$A$1806,Data!$H$6:$H$1806)","v":10},{"$f":"LOOKUP($V393,Data!$A$6:$A$1806,Data!$I$6:$I$1806)","v":0},{"$f":"LOOKUP($V393,Data!$A$6:$A$1806,Data!$J$6:$J$1806)","v":-103},{"$f":"LOOKUP($V393,Data!$A$6:$A$1806,Data!$K$6:$K$1806)","v":7627.71},30.3985595703125]
[null,40098.109652777188,{"$f":"LOOKUP(B394,Data!$A$6:$A$1806,Data!B$6:B$1806)","v":59.96099853515625},{"$f":"LOOKUP(B394,Data!$A$6:$A$1806,Data!C$6:C$1806)","v":3760.96484375},null,null,null,31.201171875,28.472177151249376,null,null,0,3810.1685406488255,{"$f":"AVERAGE(D$79:D394)","v":3773.3034436189678},{"$f":"AVERAGE(M$79:M394)","v":3784.2328406160623},3780.8494612803897,{"$f":"AVERAGE(P$79:P394)","v":3751.709620439653},null,null,null,null,40098.109652777188,{"$f":"LOOKUP($V394,Data!$A$6:$A$1806,Data!$B$6:$B$1806)","v":59.96099853515625},{"$f":"LOOKUP($V394,Data!$A$6:$A$1806,Data!$C$6:$C$1806)","v":3760.96484375},{"$f":"LOOKUP($V394,Data!$A$6:$A$1806,Data!$D$6:$D$1806)","v":335},{"$f":"IF($Z$1=\"+\",LOOKUP($V394,Data!$A$6:$A$1806,Data!$E$6:$E$1806)*-1,LOOKUP($V394,Data!$A$6:$A$1806,Data!$E$6:$E$1806))","v":-260.53887939453125},{"$f":"LOOKUP($V394,Data!$A$6:$A$1806,Data!$F$6:$F$1806)","v":0},{"$f":"LOOKUP($V394,Data!$A$6:$A$1806,Data!$G$6:$G$1806)","v":194},{"$f":"LOOKUP($V394,Data!$A$6:$A$1806,Data!$H$6:$H$1806)","v":10},{"$f":"LOOKUP($V394,Data!$A$6:$A$1806,Data!$I$6:$I$1806)","v":0},{"$f":"LOOKUP($V394,Data!$A$6:$A$1806,Data!$J$6:$J$1806)","v":-103},{"$f":"LOOKUP($V394,Data!$A$6:$A$1806,Data!$K$6:$K$1806)","v":7628.04},31.201171875]
[null,40098.109675925334,{"$f":"LOOKUP(B395,Data!$A$6:$A$1806,Data!B$6:B$1806)","v":59.96099853515625},{"$f":"LOOKUP(B395,Data!$A$6:$A$1806,Data!C$6:C$1806)","v":3760.96484375},null,null,null,31.201171875,29.427325304562096,null,null,0,3811.1236888021381,{"$f":"AVERAGE(D$79:D395)","v":3773.2645205909898},{"$f":"AVERAGE(M$79:M395)","v":3784.3176697901508},3780.8494612803897,{"$f":"AVERAGE(P$79:P395)","v":3751.8018351258575},null,null,null,null,40098.109675925334,{"$f":"LOOKUP($V395,Data!$A$6:$A$1806,Data!$B$6:$B$1806)","v":59.96099853515625},{"$f":"LOOKUP($V395,Data!$A$6:$A$1806,Data!$C$6:$C$1806)","v":3760.96484375},{"$f":"LOOKUP($V395,Data!$A$6:$A$1806,Data!$D$6:$D$1806)","v":335},{"$f":"IF($Z$1=\"+\",LOOKUP($V395,Data!$A$6:$A$1806,Data!$E$6:$E$1806)*-1,LOOKUP($V395,Data!$A$6:$A$1806,Data!$E$6:$E$1806))","v":-260.53887939453125},{"$f":"LOOKUP($V395,Data!$A$6:$A$1806,Data!$F$6:$F$1806)","v":0},{"$f":"LOOKUP($V395,Data!$A$6:$A$1806,Data!$G$6:$G$1806)","v":194},{"$f":"LOOKUP($V395,Data!$A$6:$A$1806,Data!$H$6:$H$1806)","v":10},{"$f":"LOOKUP($V395,Data!$A$6:$A$1806,Data!$I$6:$I$1806)","v":0},{"$f":"LOOKUP($V395,Data!$A$6:$A$1806,Data!$J$6:$J$1806)","v":-103},{"$f":"LOOKUP($V395,Data!$A$6:$A$1806,Data!$K$6:$K$1806)","v":7628.04},31.201171875]
[null,40098.10969907348,{"$f":"LOOKUP(B396,Data!$A$6:$A$1806,Data!B$6:B$1806)","v":59.959999084472656},{"$f":"LOOKUP(B396,Data!$A$6:$A$1806,Data!C$6:C$1806)","v":3763.822265625},null,null,null,32.000732421875,30.328017795621612,null,null,0,3812.0243812931976,{"$f":"AVERAGE(D$79:D396)","v":3773.2348279653106},{"$f":"AVERAGE(M$79:M396)","v":3784.4047978137451},3780.8494612803897,{"$f":"AVERAGE(P$79:P396)","v":3751.8934680159346},null,null,null,null,40098.10969907348,{"$f":"LOOKUP($V396,Data!$A$6:$A$1806,Data!$B$6:$B$1806)","v":59.959999084472656},{"$f":"LOOKUP($V396,Data!$A$6:$A$1806,Data!$C$6:$C$1806)","v":3763.822265625},{"$f":"LOOKUP($V396,Data!$A$6:$A$1806,Data!$D$6:$D$1806)","v":335},{"$f":"IF($Z$1=\"+\",LOOKUP($V396,Data!$A$6:$A$1806,Data!$E$6:$E$1806)*-1,LOOKUP($V396,Data!$A$6:$A$1806,Data!$E$6:$E$1806))","v":-260.53887939453125},{"$f":"LOOKUP($V396,Data!$A$6:$A$1806,Data!$F$6:$F$1806)","v":0},{"$f":"LOOKUP($V396,Data!$A$6:$A$1806,Data!$G$6:$G$1806)","v":194.5},{"$f":"LOOKUP($V396,Data!$A$6:$A$1806,Data!$H$6:$H$1806)","v":10},{"$f":"LOOKUP($V396,Data!$A$6:$A$1806,Data!$I$6:$I$1806)","v":0},{"$f":"LOOKUP($V396,Data!$A$6:$A$1806,Data!$J$6:$J$1806)","v":-103},{"$f":"LOOKUP($V396,Data!$A$6:$A$1806,Data!$K$6:$K$1806)","v":7628.37},32.000732421875]
[null,40098.109722221627,{"$f":"LOOKUP(B397,Data!$A$6:$A$1806,Data!B$6:B$1806)","v":59.959999084472656},{"$f":"LOOKUP(B397,Data!$A$6:$A$1806,Data!C$6:C$1806)","v":3763.822265625},null,null,null,32.000732421875,30.913467914810298,null,null,0,3812.6098314123865,{"$f":"AVERAGE(D$79:D397)","v":3773.2053215002938},{"$f":"AVERAGE(M$79:M397)","v":3784.4932148469697},3780.8494612803897,{"$f":"AVERAGE(P$79:P397)","v":3751.9845245985266},null,null,null,null,40098.109722221627,{"$f":"LOOKUP($V397,Data!$A$6:$A$1806,Data!$B$6:$B$1806)","v":59.959999084472656},{"$f":"LOOKUP($V397,Data!$A$6:$A$1806,Data!$C$6:$C$1806)","v":3763.822265625},{"$f":"LOOKUP($V397,Data!$A$6:$A$1806,Data!$D$6:$D$1806)","v":335},{"$f":"IF($Z$1=\"+\",LOOKUP($V397,Data!$A$6:$A$1806,Data!$E$6:$E$1806)*-1,LOOKUP($V397,Data!$A$6:$A$1806,Data!$E$6:$E$1806))","v":-260.53887939453125},{"$f":"LOOKUP($V397,Data!$A$6:$A$1806,Data!$F$6:$F$1806)","v":0},{"$f":"LOOKUP($V397,Data!$A$6:$A$1806,Data!$G$6:$G$1806)","v":194.5},{"$f":"LOOKUP($V397,Data!$A$6:$A$1806,Data!$H$6:$H$1806)","v":10},{"$f":"LOOKUP($V397,Data!$A$6:$A$1806,Data!$I$6:$I$1806)","v":0},{"$f":"LOOKUP($V397,Data!$A$6:$A$1806,Data!$J$6:$J$1806)","v":-103},{"$f":"LOOKUP($V397,Data!$A$6:$A$1806,Data!$K$6:$K$1806)","v":7628.37},32.000732421875]
[null,40098.109745369773,{"$f":"LOOKUP(B398,Data!$A$6:$A$1806,Data!B$6:B$1806)","v":59.958999633789063},{"$f":"LOOKUP(B398,Data!$A$6:$A$1806,Data!C$6:C$1806)","v":3763.858154296875},null,null,null,32.80029296875,31.573856683689193,null,null,0,3813.2702201812654,{"$f":"AVERAGE(D$79:D398)","v":3773.1761116027833},{"$f":"AVERAGE(M$79:M398)","v":3784.5831429886393},3780.8494612803897,{"$f":"AVERAGE(P$79:P398)","v":3752.0750102934539},null,null,null,null,40098.109745369773,{"$f":"LOOKUP($V398,Data!$A$6:$A$1806,Data!$B$6:$B$1806)","v":59.958999633789063},{"$f":"LOOKUP($V398,Data!$A$6:$A$1806,Data!$C$6:$C$1806)","v":3763.858154296875},{"$f":"LOOKUP($V398,Data!$A$6:$A$1806,Data!$D$6:$D$1806)","v":335},{"$f":"IF($Z$1=\"+\",LOOKUP($V398,Data!$A$6:$A$1806,Data!$E$6:$E$1806)*-1,LOOKUP($V398,Data!$A$6:$A$1806,Data!$E$6:$E$1806))","v":-260.53887939453125},{"$f":"LOOKUP($V398,Data!$A$6:$A$1806,Data!$F$6:$F$1806)","v":0},{"$f":"LOOKUP($V398,Data!$A$6:$A$1806,Data!$G$6:$G$1806)","v":195},{"$f":"LOOKUP($V398,Data!$A$6:$A$1806,Data!$H$6:$H$1806)","v":10},{"$f":"LOOKUP($V398,Data!$A$6:$A$1806,Data!$I$6:$I$1806)","v":0},{"$f":"LOOKUP($V398,Data!$A$6:$A$1806,Data!$J$6:$J$1806)","v":-103},{"$f":"LOOKUP($V398,Data!$A$6:$A$1806,Data!$K$6:$K$1806)","v":7628.7},32.80029296875]
[null,40098.109768517919,{"$f":"LOOKUP(B399,Data!$A$6:$A$1806,Data!B$6:B$1806)","v":59.958999633789063},{"$f":"LOOKUP(B399,Data!$A$6:$A$1806,Data!C$6:C$1806)","v":3763.858154296875},null,null,null,32.80029296875,32.003109383460476,null,null,0,3813.6994728810369,{"$f":"AVERAGE(D$79:D399)","v":3773.1470836984035},{"$f":"AVERAGE(M$79:M399)","v":3784.6738480661852},3780.8494612803897,{"$f":"AVERAGE(P$79:P399)","v":3752.1649304527878},null,null,null,null,40098.109768517919,{"$f":"LOOKUP($V399,Data!$A$6:$A$1806,Data!$B$6:$B$1806)","v":59.958999633789063},{"$f":"LOOKUP($V399,Data!$A$6:$A$1806,Data!$C$6:$C$1806)","v":3763.858154296875},{"$f":"LOOKUP($V399,Data!$A$6:$A$1806,Data!$D$6:$D$1806)","v":335},{"$f":"IF($Z$1=\"+\",LOOKUP($V399,Data!$A$6:$A$1806,Data!$E$6:$E$1806)*-1,LOOKUP($V399,Data!$A$6:$A$1806,Data!$E$6:$E$1806))","v":-260.53887939453125},{"$f":"LOOKUP($V399,Data!$A$6:$A$1806,Data!$F$6:$F$1806)","v":0},{"$f":"LOOKUP($V399,Data!$A$6:$A$1806,Data!$G$6:$G$1806)","v":195},{"$f":"LOOKUP($V399,Data!$A$6:$A$1806,Data!$H$6:$H$1806)","v":10},{"$f":"LOOKUP($V399,Data!$A$6:$A$1806,Data!$I$6:$I$1806)","v":0},{"$f":"LOOKUP($V399,Data!$A$6:$A$1806,Data!$J$6:$J$1806)","v":-103},{"$f":"LOOKUP($V399,Data!$A$6:$A$1806,Data!$K$6:$K$1806)","v":7628.7},32.80029296875]
[null,40098.109791666066,{"$f":"LOOKUP(B400,Data!$A$6:$A$1806,Data!B$6:B$1806)","v":59.951000213623047},{"$f":"LOOKUP(B400,Data!$A$6:$A$1806,Data!C$6:C$1806)","v":3766.126708984375},null,null,null,39.1998291015625,34.521961284796184,null,null,{"$f":"IF(B400>G$3,0,(K$21*0.000023148/K$22))","v":0},{"$f":"M399+L400+(I400-I399)","v":3816.2183247823727},{"$f":"AVERAGE(D$79:D400)","v":3773.125281292459},{"$f":"AVERAGE(M$79:M400)","v":3784.7718122795895},3780.8494612803897,{"$f":"AVERAGE(P$79:P400)","v":3752.2542903619074},null,null,null,null,40098.109791666066,{"$f":"LOOKUP($V400,Data!$A$6:$A$1806,Data!$B$6:$B$1806)","v":59.951000213623047},{"$f":"LOOKUP($V400,Data!$A$6:$A$1806,Data!$C$6:$C$1806)","v":3766.126708984375},{"$f":"LOOKUP($V400,Data!$A$6:$A$1806,Data!$D$6:$D$1806)","v":335},{"$f":"IF($Z$1=\"+\",LOOKUP($V400,Data!$A$6:$A$1806,Data!$E$6:$E$1806)*-1,LOOKUP($V400,Data!$A$6:$A$1806,Data!$E$6:$E$1806))","v":-260.53887939453125},{"$f":"LOOKUP($V400,Data!$A$6:$A$1806,Data!$F$6:$F$1806)","v":0},{"$f":"LOOKUP($V400,Data!$A$6:$A$1806,Data!$G$6:$G$1806)","v":195.5},{"$f":"LOOKUP($V400,Data!$A$6:$A$1806,Data!$H$6:$H$1806)","v":10},{"$f":"LOOKUP($V400,Data!$A$6:$A$1806,Data!$I$6:$I$1806)","v":0},{"$f":"LOOKUP($V400,Data!$A$6:$A$1806,Data!$J$6:$J$1806)","v":-103},{"$f":"LOOKUP($V400,Data!$A$6:$A$1806,Data!$K$6:$K$1806)","v":7629.03},39.1998291015625]
[null,40098.109814814212,{"$f":"LOOKUP(B401,Data!$A$6:$A$1806,Data!B$6:B$1806)","v":59.951000213623047},{"$f":"LOOKUP(B401,Data!$A$6:$A$1806,Data!C$6:C$1806)","v":3766.126708984375},null,null,null,39.1998291015625,36.159215020664391,null,null,0,3817.8555785182411,{"$f":"AVERAGE(D$79:D401)","v":3773.1036138859326},{"$f":"AVERAGE(M$79:M401)","v":3784.8742388004521},3780.8494612803897,{"$f":"AVERAGE(P$79:P401)","v":3752.3430952405361},null,null,null,null,{"$f":"V400+TIME(0,0,$B$1)","v":40098.109814814212},{"$f":"LOOKUP($V401,Data!$A$6:$A$1806,Data!$B$6:$B$1806)","v":59.951000213623047},{"$f":"LOOKUP($V401,Data!$A$6:$A$1806,Data!$C$6:$C$1806)","v":3766.126708984375},{"$f":"LOOKUP($V401,Data!$A$6:$A$1806,Data!$D$6:$D$1806)","v":335},{"$f":"IF($Z$1=\"+\",LOOKUP($V401,Data!$A$6:$A$1806,Data!$E$6:$E$1806)*-1,LOOKUP($V401,Data!$A$6:$A$1806,Data!$E$6:$E$1806))","v":-260.53887939453125},{"$f":"LOOKUP($V401,Data!$A$6:$A$1806,Data!$F$6:$F$1806)","v":0},{"$f":"LOOKUP($V401,Data!$A$6:$A$1806,Data!$G$6:$G$1806)","v":195.5},{"$f":"LOOKUP($V401,Data!$A$6:$A$1806,Data!$H$6:$H$1806)","v":10},{"$f":"LOOKUP($V401,Data!$A$6:$A$1806,Data!$I$6:$I$1806)","v":0},{"$f":"LOOKUP($V401,Data!$A$6:$A$1806,Data!$J$6:$J$1806)","v":-103},{"$f":"LOOKUP($V401,Data!$A$6:$A$1806,Data!$K$6:$K$1806)","v":7629.03},39.1998291015625]
[null,40098.109837962358,{"$f":"LOOKUP(B402,Data!$A$6:$A$1806,Data!B$6:B$1806)","v":59.953998565673828},{"$f":"LOOKUP(B402,Data!$A$6:$A$1806,Data!C$6:C$1806)","v":3767.97216796875},null,null,null,36.8011474609375,36.383891374759983,null,null,0,3818.0802548723368,{"$f":"AVERAGE(D$79:D402)","v":3773.087776089892},{"$f":"AVERAGE(M$79:M402)","v":3784.9767265043774},{"$f":"P401+L402","v":3780.8494612803897},{"$f":"AVERAGE(P$79:P402)","v":3752.4313502437549},null,null,null,null,40098.109837962358,{"$f":"LOOKUP($V402,Data!$A$6:$A$1806,Data!$B$6:$B$1806)","v":59.953998565673828},{"$f":"LOOKUP($V402,Data!$A$6:$A$1806,Data!$C$6:$C$1806)","v":3767.97216796875},{"$f":"LOOKUP($V402,Data!$A$6:$A$1806,Data!$D$6:$D$1806)","v":335},{"$f":"IF($Z$1=\"+\",LOOKUP($V402,Data!$A$6:$A$1806,Data!$E$6:$E$1806)*-1,LOOKUP($V402,Data!$A$6:$A$1806,Data!$E$6:$E$1806))","v":-260.53887939453125},{"$f":"LOOKUP($V402,Data!$A$6:$A$1806,Data!$F$6:$F$1806)","v":0},{"$f":"LOOKUP($V402,Data!$A$6:$A$1806,Data!$G$6:$G$1806)","v":196},{"$f":"LOOKUP($V402,Data!$A$6:$A$1806,Data!$H$6:$H$1806)","v":10},{"$f":"LOOKUP($V402,Data!$A$6:$A$1806,Data!$I$6:$I$1806)","v":0},{"$f":"LOOKUP($V402,Data!$A$6:$A$1806,Data!$J$6:$J$1806)","v":-103},{"$f":"LOOKUP($V402,Data!$A$6:$A$1806,Data!$K$6:$K$1806)","v":7629.36},36.8011474609375]
[null,40098.109861110504,{"$f":"LOOKUP(B403,Data!$A$6:$A$1806,Data!B$6:B$1806)","v":59.953998565673828},{"$f":"LOOKUP(B403,Data!$A$6:$A$1806,Data!C$6:C$1806)","v":3767.97216796875},null,null,null,36.8011474609375,36.529931004922119,null,null,0,3818.2262945024991,{"$f":"AVERAGE(D$79:D403)","v":3773.0720357572113},{"$f":"AVERAGE(M$79:M403)","v":3785.0790328674484},3780.8494612803897,{"$f":"AVERAGE(P$79:P403)","v":3752.5190604630034},null,null,null,null,40098.109861110504,{"$f":"LOOKUP($V403,Data!$A$6:$A$1806,Data!$B$6:$B$1806)","v":59.953998565673828},{"$f":"LOOKUP($V403,Data!$A$6:$A$1806,Data!$C$6:$C$1806)","v":3767.97216796875},{"$f":"LOOKUP($V403,Data!$A$6:$A$1806,Data!$D$6:$D$1806)","v":335},{"$f":"IF($Z$1=\"+\",LOOKUP($V403,Data!$A$6:$A$1806,Data!$E$6:$E$1806)*-1,LOOKUP($V403,Data!$A$6:$A$1806,Data!$E$6:$E$1806))","v":-260.53887939453125},{"$f":"LOOKUP($V403,Data!$A$6:$A$1806,Data!$F$6:$F$1806)","v":0},{"$f":"LOOKUP($V403,Data!$A$6:$A$1806,Data!$G$6:$G$1806)","v":196},{"$f":"LOOKUP($V403,Data!$A$6:$A$1806,Data!$H$6:$H$1806)","v":10},{"$f":"LOOKUP($V403,Data!$A$6:$A$1806,Data!$I$6:$I$1806)","v":0},{"$f":"LOOKUP($V403,Data!$A$6:$A$1806,Data!$J$6:$J$1806)","v":-103},{"$f":"LOOKUP($V403,Data!$A$6:$A$1806,Data!$K$6:$K$1806)","v":7629.36},36.8011474609375]
[null,40098.109884258651,{"$f":"LOOKUP(B404,Data!$A$6:$A$1806,Data!B$6:B$1806)","v":59.956001281738281},{"$f":"LOOKUP(B404,Data!$A$6:$A$1806,Data!C$6:C$1806)","v":3765.6064453125},null,null,null,35.198974609375,36.064096266480632,null,null,0,3817.7604597640575,{"$f":"AVERAGE(D$79:D404)","v":3773.0491351730252},{"$f":"AVERAGE(M$79:M404)","v":3785.1792826432052},3780.8494612803897,{"$f":"AVERAGE(P$79:P404)","v":3752.6062309270569},null,null,null,null,40098.109884258651,{"$f":"LOOKUP($V404,Data!$A$6:$A$1806,Data!$B$6:$B$1806)","v":59.956001281738281},{"$f":"LOOKUP($V404,Data!$A$6:$A$1806,Data!$C$6:$C$1806)","v":3765.6064453125},{"$f":"LOOKUP($V404,Data!$A$6:$A$1806,Data!$D$6:$D$1806)","v":335},{"$f":"IF($Z$1=\"+\",LOOKUP($V404,Data!$A$6:$A$1806,Data!$E$6:$E$1806)*-1,LOOKUP($V404,Data!$A$6:$A$1806,Data!$E$6:$E$1806))","v":-257.882080078125},{"$f":"LOOKUP($V404,Data!$A$6:$A$1806,Data!$F$6:$F$1806)","v":0},{"$f":"LOOKUP($V404,Data!$A$6:$A$1806,Data!$G$6:$G$1806)","v":196.5},{"$f":"LOOKUP($V404,Data!$A$6:$A$1806,Data!$H$6:$H$1806)","v":10},{"$f":"LOOKUP($V404,Data!$A$6:$A$1806,Data!$I$6:$I$1806)","v":0},{"$f":"LOOKUP($V404,Data!$A$6:$A$1806,Data!$J$6:$J$1806)","v":-103},{"$f":"LOOKUP($V404,Data!$A$6:$A$1806,Data!$K$6:$K$1806)","v":7629.69},35.198974609375]
[null,40098.109907406797,{"$f":"LOOKUP(B405,Data!$A$6:$A$1806,Data!B$6:B$1806)","v":59.956001281738281},{"$f":"LOOKUP(B405,Data!$A$6:$A$1806,Data!C$6:C$1806)","v":3765.6064453125},null,null,null,35.198974609375,35.761303686493662,null,null,0,3817.4576671840705,{"$f":"AVERAGE(D$79:D405)","v":3773.0263746535743},{"$f":"AVERAGE(M$79:M405)","v":3785.2779932992935},3780.8494612803897,{"$f":"AVERAGE(P$79:P405)","v":3752.6928666029867},null,null,null,null,40098.109907406797,{"$f":"LOOKUP($V405,Data!$A$6:$A$1806,Data!$B$6:$B$1806)","v":59.956001281738281},{"$f":"LOOKUP($V405,Data!$A$6:$A$1806,Data!$C$6:$C$1806)","v":3765.6064453125},{"$f":"LOOKUP($V405,Data!$A$6:$A$1806,Data!$D$6:$D$1806)","v":335},{"$f":"IF($Z$1=\"+\",LOOKUP($V405,Data!$A$6:$A$1806,Data!$E$6:$E$1806)*-1,LOOKUP($V405,Data!$A$6:$A$1806,Data!$E$6:$E$1806))","v":-257.882080078125},{"$f":"LOOKUP($V405,Data!$A$6:$A$1806,Data!$F$6:$F$1806)","v":0},{"$f":"LOOKUP($V405,Data!$A$6:$A$1806,Data!$G$6:$G$1806)","v":196.5},{"$f":"LOOKUP($V405,Data!$A$6:$A$1806,Data!$H$6:$H$1806)","v":10},{"$f":"LOOKUP($V405,Data!$A$6:$A$1806,Data!$I$6:$I$1806)","v":0},{"$f":"LOOKUP($V405,Data!$A$6:$A$1806,Data!$J$6:$J$1806)","v":-103},{"$f":"LOOKUP($V405,Data!$A$6:$A$1806,Data!$K$6:$K$1806)","v":7629.69},35.198974609375]
[null,40098.109930554943,{"$f":"LOOKUP(B406,Data!$A$6:$A$1806,Data!B$6:B$1806)","v":59.963001251220703},{"$f":"LOOKUP(B406,Data!$A$6:$A$1806,Data!C$6:C$1806)","v":3761.5703125},null,null,null,29.5989990234375,33.604497054424002,null,null,0,3815.3008605520008,{"$f":"AVERAGE(D$79:D406)","v":3772.9914476348131},{"$f":"AVERAGE(M$79:M406)","v":3785.3695264311618},3780.8494612803897,{"$f":"AVERAGE(P$79:P406)","v":3752.7789723971068},null,null,null,null,40098.109930554943,{"$f":"LOOKUP($V406,Data!$A$6:$A$1806,Data!$B$6:$B$1806)","v":59.963001251220703},{"$f":"LOOKUP($V406,Data!$A$6:$A$1806,Data!$C$6:$C$1806)","v":3761.5703125},{"$f":"LOOKUP($V406,Data!$A$6:$A$1806,Data!$D$6:$D$1806)","v":335},{"$f":"IF($Z$1=\"+\",LOOKUP($V406,Data!$A$6:$A$1806,Data!$E$6:$E$1806)*-1,LOOKUP($V406,Data!$A$6:$A$1806,Data!$E$6:$E$1806))","v":-257.882080078125},{"$f":"LOOKUP($V406,Data!$A$6:$A$1806,Data!$F$6:$F$1806)","v":0},{"$f":"LOOKUP($V406,Data!$A$6:$A$1806,Data!$G$6:$G$1806)","v":197},{"$f":"LOOKUP($V406,Data!$A$6:$A$1806,Data!$H$6:$H$1806)","v":10},{"$f":"LOOKUP($V406,Data!$A$6:$A$1806,Data!$I$6:$I$1806)","v":0},{"$f":"LOOKUP($V406,Data!$A$6:$A$1806,Data!$J$6:$J$1806)","v":-103},{"$f":"LOOKUP($V406,Data!$A$6:$A$1806,Data!$K$6:$K$1806)","v":7630.02},29.5989990234375]
[null,40098.10995370309,{"$f":"LOOKUP(B407,Data!$A$6:$A$1806,Data!B$6:B$1806)","v":59.963001251220703},{"$f":"LOOKUP(B407,Data!$A$6:$A$1806,Data!C$6:C$1806)","v":3761.5703125},null,null,null,29.5989990234375,32.202572743578727,null,null,0,3813.8989362411558,{"$f":"AVERAGE(D$79:D407)","v":3772.9567329383549},{"$f":"AVERAGE(M$79:M407)","v":3785.456241962499},3780.8494612803897,{"$f":"AVERAGE(P$79:P407)","v":3752.8645531558973},null,null,null,null,40098.10995370309,{"$f":"LOOKUP($V407,Data!$A$6:$A$1806,Data!$B$6:$B$1806)","v":59.963001251220703},{"$f":"LOOKUP($V407,Data!$A$6:$A$1806,Data!$C$6:$C$1806)","v":3761.5703125},{"$f":"LOOKUP($V407,Data!$A$6:$A$1806,Data!$D$6:$D$1806)","v":335},{"$f":"IF($Z$1=\"+\",LOOKUP($V407,Data!$A$6:$A$1806,Data!$E$6:$E$1806)*-1,LOOKUP($V407,Data!$A$6:$A$1806,Data!$E$6:$E$1806))","v":-257.882080078125},{"$f":"LOOKUP($V407,Data!$A$6:$A$1806,Data!$F$6:$F$1806)","v":0},{"$f":"LOOKUP($V407,Data!$A$6:$A$1806,Data!$G$6:$G$1806)","v":197},{"$f":"LOOKUP($V407,Data!$A$6:$A$1806,Data!$H$6:$H$1806)","v":10},{"$f":"LOOKUP($V407,Data!$A$6:$A$1806,Data!$I$6:$I$1806)","v":0},{"$f":"LOOKUP($V407,Data!$A$6:$A$1806,Data!$J$6:$J$1806)","v":-103},{"$f":"LOOKUP($V407,Data!$A$6:$A$1806,Data!$K$6:$K$1806)","v":7630.02},29.5989990234375]
[null,40098.109976851236,{"$f":"LOOKUP(B408,Data!$A$6:$A$1806,Data!B$6:B$1806)","v":59.958999633789063},{"$f":"LOOKUP(B408,Data!$A$6:$A$1806,Data!C$6:C$1806)","v":3759.626953125},null,null,null,32.80029296875,32.411774822388672,null,null,0,3814.1081383199657,{"$f":"AVERAGE(D$79:D408)","v":3772.9163396661934},{"$f":"AVERAGE(M$79:M408)","v":3785.5430658908554},3780.8494612803897,{"$f":"AVERAGE(P$79:P408)","v":3752.9496136669136},null,null,null,null,40098.109976851236,{"$f":"LOOKUP($V408,Data!$A$6:$A$1806,Data!$B$6:$B$1806)","v":59.958999633789063},{"$f":"LOOKUP($V408,Data!$A$6:$A$1806,Data!$C$6:$C$1806)","v":3759.626953125},{"$f":"LOOKUP($V408,Data!$A$6:$A$1806,Data!$D$6:$D$1806)","v":335},{"$f":"IF($Z$1=\"+\",LOOKUP($V408,Data!$A$6:$A$1806,Data!$E$6:$E$1806)*-1,LOOKUP($V408,Data!$A$6:$A$1806,Data!$E$6:$E$1806))","v":-257.882080078125},{"$f":"LOOKUP($V408,Data!$A$6:$A$1806,Data!$F$6:$F$1806)","v":0},{"$f":"LOOKUP($V408,Data!$A$6:$A$1806,Data!$G$6:$G$1806)","v":197.5},{"$f":"LOOKUP($V408,Data!$A$6:$A$1806,Data!$H$6:$H$1806)","v":10},{"$f":"LOOKUP($V408,Data!$A$6:$A$1806,Data!$I$6:$I$1806)","v":0},{"$f":"LOOKUP($V408,Data!$A$6:$A$1806,Data!$J$6:$J$1806)","v":-103},{"$f":"LOOKUP($V408,Data!$A$6:$A$1806,Data!$K$6:$K$1806)","v":7630.35},32.80029296875]
[null,40098.109999999382,{"$f":"LOOKUP(B409,Data!$A$6:$A$1806,Data!B$6:B$1806)","v":59.958999633789063},{"$f":"LOOKUP(B409,Data!$A$6:$A$1806,Data!C$6:C$1806)","v":3759.626953125},null,null,null,32.80029296875,32.547756173615142,null,null,0,3814.244119671192,{"$f":"AVERAGE(D$79:D409)","v":3772.876190462141},{"$f":"AVERAGE(M$79:M409)","v":3785.6297760231223},3780.8494612803897,{"$f":"AVERAGE(P$79:P409)","v":3753.0341586596815},null,null,null,null,40098.109999999382,{"$f":"LOOKUP($V409,Data!$A$6:$A$1806,Data!$B$6:$B$1806)","v":59.958999633789063},{"$f":"LOOKUP($V409,Data!$A$6:$A$1806,Data!$C$6:$C$1806)","v":3759.626953125},{"$f":"LOOKUP($V409,Data!$A$6:$A$1806,Data!$D$6:$D$1806)","v":335},{"$f":"IF($Z$1=\"+\",LOOKUP($V409,Data!$A$6:$A$1806,Data!$E$6:$E$1806)*-1,LOOKUP($V409,Data!$A$6:$A$1806,Data!$E$6:$E$1806))","v":-257.882080078125},{"$f":"LOOKUP($V409,Data!$A$6:$A$1806,Data!$F$6:$F$1806)","v":0},{"$f":"LOOKUP($V409,Data!$A$6:$A$1806,Data!$G$6:$G$1806)","v":197.5},{"$f":"LOOKUP($V409,Data!$A$6:$A$1806,Data!$H$6:$H$1806)","v":10},{"$f":"LOOKUP($V409,Data!$A$6:$A$1806,Data!$I$6:$I$1806)","v":0},{"$f":"LOOKUP($V409,Data!$A$6:$A$1806,Data!$J$6:$J$1806)","v":-103},{"$f":"LOOKUP($V409,Data!$A$6:$A$1806,Data!$K$6:$K$1806)","v":7630.35},32.80029296875]
[null,40098.110023147528,{"$f":"LOOKUP(B410,Data!$A$6:$A$1806,Data!B$6:B$1806)","v":59.963001251220703},{"$f":"LOOKUP(B410,Data!$A$6:$A$1806,Data!C$6:C$1806)","v":3752.4287109375},null,null,null,29.5989990234375,31.515691171052968,null,null,0,3813.2120546686297,{"$f":"AVERAGE(D$79:D410)","v":3772.8146016683922},{"$f":"AVERAGE(M$79:M410)","v":3785.7128551756691},3780.8494612803897,{"$f":"AVERAGE(P$79:P410)","v":3753.1181928065712},null,null,null,null,40098.110023147528,{"$f":"LOOKUP($V410,Data!$A$6:$A$1806,Data!$B$6:$B$1806)","v":59.963001251220703},{"$f":"LOOKUP($V410,Data!$A$6:$A$1806,Data!$C$6:$C$1806)","v":3752.4287109375},{"$f":"LOOKUP($V410,Data!$A$6:$A$1806,Data!$D$6:$D$1806)","v":335},{"$f":"IF($Z$1=\"+\",LOOKUP($V410,Data!$A$6:$A$1806,Data!$E$6:$E$1806)*-1,LOOKUP($V410,Data!$A$6:$A$1806,Data!$E$6:$E$1806))","v":-257.882080078125},{"$f":"LOOKUP($V410,Data!$A$6:$A$1806,Data!$F$6:$F$1806)","v":0},{"$f":"LOOKUP($V410,Data!$A$6:$A$1806,Data!$G$6:$G$1806)","v":198},{"$f":"LOOKUP($V410,Data!$A$6:$A$1806,Data!$H$6:$H$1806)","v":10},{"$f":"LOOKUP($V410,Data!$A$6:$A$1806,Data!$I$6:$I$1806)","v":0},{"$f":"LOOKUP($V410,Data!$A$6:$A$1806,Data!$J$6:$J$1806)","v":-103},{"$f":"LOOKUP($V410,Data!$A$6:$A$1806,Data!$K$6:$K$1806)","v":7630.68},29.5989990234375]
[null,40098.110046295675,{"$f":"LOOKUP(B411,Data!$A$6:$A$1806,Data!B$6:B$1806)","v":59.963001251220703},{"$f":"LOOKUP(B411,Data!$A$6:$A$1806,Data!C$6:C$1806)","v":3752.4287109375},null,null,null,29.5989990234375,30.844848919387555,null,null,0,3812.5412124169643,{"$f":"AVERAGE(D$79:D411)","v":3772.7533827773086},{"$f":"AVERAGE(M$79:M411)","v":3785.7934208130305},3780.8494612803897,{"$f":"AVERAGE(P$79:P411)","v":3753.2017207236609},null,null,null,null,40098.110046295675,{"$f":"LOOKUP($V411,Data!$A$6:$A$1806,Data!$B$6:$B$1806)","v":59.963001251220703},{"$f":"LOOKUP($V411,Data!$A$6:$A$1806,Data!$C$6:$C$1806)","v":3752.4287109375},{"$f":"LOOKUP($V411,Data!$A$6:$A$1806,Data!$D$6:$D$1806)","v":335},{"$f":"IF($Z$1=\"+\",LOOKUP($V411,Data!$A$6:$A$1806,Data!$E$6:$E$1806)*-1,LOOKUP($V411,Data!$A$6:$A$1806,Data!$E$6:$E$1806))","v":-257.882080078125},{"$f":"LOOKUP($V411,Data!$A$6:$A$1806,Data!$F$6:$F$1806)","v":0},{"$f":"LOOKUP($V411,Data!$A$6:$A$1806,Data!$G$6:$G$1806)","v":198},{"$f":"LOOKUP($V411,Data!$A$6:$A$1806,Data!$H$6:$H$1806)","v":10},{"$f":"LOOKUP($V411,Data!$A$6:$A$1806,Data!$I$6:$I$1806)","v":0},{"$f":"LOOKUP($V411,Data!$A$6:$A$1806,Data!$J$6:$J$1806)","v":-103},{"$f":"LOOKUP($V411,Data!$A$6:$A$1806,Data!$K$6:$K$1806)","v":7630.68},29.5989990234375]
[null,40098.110069443821,{"$f":"LOOKUP(B412,Data!$A$6:$A$1806,Data!B$6:B$1806)","v":59.967998504638672},{"$f":"LOOKUP(B412,Data!$A$6:$A$1806,Data!C$6:C$1806)","v":3753.82958984375},null,null,null,25.6011962890625,29.009570498773787,null,null,0,3810.7059339963507,{"$f":"AVERAGE(D$79:D412)","v":3772.6967247146331},{"$f":"AVERAGE(M$79:M412)","v":3785.8680091758542},3780.8494612803897,{"$f":"AVERAGE(P$79:P412)","v":3753.2847469715784},null,null,null,null,40098.110069443821,{"$f":"LOOKUP($V412,Data!$A$6:$A$1806,Data!$B$6:$B$1806)","v":59.967998504638672},{"$f":"LOOKUP($V412,Data!$A$6:$A$1806,Data!$C$6:$C$1806)","v":3753.82958984375},{"$f":"LOOKUP($V412,Data!$A$6:$A$1806,Data!$D$6:$D$1806)","v":335},{"$f":"IF($Z$1=\"+\",LOOKUP($V412,Data!$A$6:$A$1806,Data!$E$6:$E$1806)*-1,LOOKUP($V412,Data!$A$6:$A$1806,Data!$E$6:$E$1806))","v":-257.882080078125},{"$f":"LOOKUP($V412,Data!$A$6:$A$1806,Data!$F$6:$F$1806)","v":0},{"$f":"LOOKUP($V412,Data!$A$6:$A$1806,Data!$G$6:$G$1806)","v":198.5},{"$f":"LOOKUP($V412,Data!$A$6:$A$1806,Data!$H$6:$H$1806)","v":10},{"$f":"LOOKUP($V412,Data!$A$6:$A$1806,Data!$I$6:$I$1806)","v":0},{"$f":"LOOKUP($V412,Data!$A$6:$A$1806,Data!$J$6:$J$1806)","v":-103},{"$f":"LOOKUP($V412,Data!$A$6:$A$1806,Data!$K$6:$K$1806)","v":7631.01},25.6011962890625]
[null,40098.110092591967,{"$f":"LOOKUP(B413,Data!$A$6:$A$1806,Data!B$6:B$1806)","v":59.967998504638672},{"$f":"LOOKUP(B413,Data!$A$6:$A$1806,Data!C$6:C$1806)","v":3753.82958984375},null,null,null,25.6011962890625,27.816639525374836,null,null,0,3809.5130030229516,{"$f":"AVERAGE(D$79:D413)","v":3772.6404049090484},{"$f":"AVERAGE(M$79:M413)","v":3785.9385912470393},3780.8494612803897,{"$f":"AVERAGE(P$79:P413)","v":3753.367276056335},null,null,null,null,40098.110092591967,{"$f":"LOOKUP($V413,Data!$A$6:$A$1806,Data!$B$6:$B$1806)","v":59.967998504638672},{"$f":"LOOKUP($V413,Data!$A$6:$A$1806,Data!$C$6:$C$1806)","v":3753.82958984375},{"$f":"LOOKUP($V413,Data!$A$6:$A$1806,Data!$D$6:$D$1806)","v":335},{"$f":"IF($Z$1=\"+\",LOOKUP($V413,Data!$A$6:$A$1806,Data!$E$6:$E$1806)*-1,LOOKUP($V413,Data!$A$6:$A$1806,Data!$E$6:$E$1806))","v":-257.882080078125},{"$f":"LOOKUP($V413,Data!$A$6:$A$1806,Data!$F$6:$F$1806)","v":0},{"$f":"LOOKUP($V413,Data!$A$6:$A$1806,Data!$G$6:$G$1806)","v":198.5},{"$f":"LOOKUP($V413,Data!$A$6:$A$1806,Data!$H$6:$H$1806)","v":10},{"$f":"LOOKUP($V413,Data!$A$6:$A$1806,Data!$I$6:$I$1806)","v":0},{"$f":"LOOKUP($V413,Data!$A$6:$A$1806,Data!$J$6:$J$1806)","v":-103},{"$f":"LOOKUP($V413,Data!$A$6:$A$1806,Data!$K$6:$K$1806)","v":7631.01},25.6011962890625]
[null,40098.110115740114,{"$f":"LOOKUP(B414,Data!$A$6:$A$1806,Data!B$6:B$1806)","v":59.967998504638672},{"$f":"LOOKUP(B414,Data!$A$6:$A$1806,Data!C$6:C$1806)","v":3753.52294921875},null,null,null,25.6011962890625,27.041234392665519,null,null,0,3808.7375978902423,{"$f":"AVERAGE(D$79:D414)","v":3772.5835077194943},{"$f":"AVERAGE(M$79:M414)","v":3786.0064454334774},3780.8494612803897,{"$f":"AVERAGE(P$79:P414)","v":3753.449312430138},null,null,null,null,40098.110115740114,{"$f":"LOOKUP($V414,Data!$A$6:$A$1806,Data!$B$6:$B$1806)","v":59.967998504638672},{"$f":"LOOKUP($V414,Data!$A$6:$A$1806,Data!$C$6:$C$1806)","v":3753.52294921875},{"$f":"LOOKUP($V414,Data!$A$6:$A$1806,Data!$D$6:$D$1806)","v":335},{"$f":"IF($Z$1=\"+\",LOOKUP($V414,Data!$A$6:$A$1806,Data!$E$6:$E$1806)*-1,LOOKUP($V414,Data!$A$6:$A$1806,Data!$E$6:$E$1806))","v":-258.58865356445313},{"$f":"LOOKUP($V414,Data!$A$6:$A$1806,Data!$F$6:$F$1806)","v":0},{"$f":"LOOKUP($V414,Data!$A$6:$A$1806,Data!$G$6:$G$1806)","v":199},{"$f":"LOOKUP($V414,Data!$A$6:$A$1806,Data!$H$6:$H$1806)","v":10},{"$f":"LOOKUP($V414,Data!$A$6:$A$1806,Data!$I$6:$I$1806)","v":0},{"$f":"LOOKUP($V414,Data!$A$6:$A$1806,Data!$J$6:$J$1806)","v":-103},{"$f":"LOOKUP($V414,Data!$A$6:$A$1806,Data!$K$6:$K$1806)","v":7631.34},25.6011962890625]
[null,40098.11013888826,{"$f":"LOOKUP(B415,Data!$A$6:$A$1806,Data!B$6:B$1806)","v":59.967998504638672},{"$f":"LOOKUP(B415,Data!$A$6:$A$1806,Data!C$6:C$1806)","v":3753.52294921875},null,null,null,25.6011962890625,26.537221056404462,null,null,0,3808.2335845539815,{"$f":"AVERAGE(D$79:D415)","v":3772.5269481987202},{"$f":"AVERAGE(M$79:M415)","v":3786.0724013359122},3780.8494612803897,{"$f":"AVERAGE(P$79:P415)","v":3753.530860492192},null,null,null,null,40098.11013888826,{"$f":"LOOKUP($V415,Data!$A$6:$A$1806,Data!$B$6:$B$1806)","v":59.967998504638672},{"$f":"LOOKUP($V415,Data!$A$6:$A$1806,Data!$C$6:$C$1806)","v":3753.52294921875},{"$f":"LOOKUP($V415,Data!$A$6:$A$1806,Data!$D$6:$D$1806)","v":335},{"$f":"IF($Z$1=\"+\",LOOKUP($V415,Data!$A$6:$A$1806,Data!$E$6:$E$1806)*-1,LOOKUP($V415,Data!$A$6:$A$1806,Data!$E$6:$E$1806))","v":-258.58865356445313},{"$f":"LOOKUP($V415,Data!$A$6:$A$1806,Data!$F$6:$F$1806)","v":0},{"$f":"LOOKUP($V415,Data!$A$6:$A$1806,Data!$G$6:$G$1806)","v":199},{"$f":"LOOKUP($V415,Data!$A$6:$A$1806,Data!$H$6:$H$1806)","v":10},{"$f":"LOOKUP($V415,Data!$A$6:$A$1806,Data!$I$6:$I$1806)","v":0},{"$f":"LOOKUP($V415,Data!$A$6:$A$1806,Data!$J$6:$J$1806)","v":-103},{"$f":"LOOKUP($V415,Data!$A$6:$A$1806,Data!$K$6:$K$1806)","v":7631.34},25.6011962890625]
[null,40098.110162036406,{"$f":"LOOKUP(B416,Data!$A$6:$A$1806,Data!B$6:B$1806)","v":59.972999572753906},{"$f":"LOOKUP(B416,Data!$A$6:$A$1806,Data!C$6:C$1806)","v":3753.17822265625},null,null,null,21.600341796875,24.809313315569153,null,null,0,3806.5056768131462,{"$f":"AVERAGE(D$79:D416)","v":3772.4697034485948},{"$f":"AVERAGE(M$79:M416)","v":3786.1328548136553},3780.8494612803897,{"$f":"AVERAGE(P$79:P416)","v":3753.6119245894856},null,null,null,null,40098.110162036406,{"$f":"LOOKUP($V416,Data!$A$6:$A$1806,Data!$B$6:$B$1806)","v":59.972999572753906},{"$f":"LOOKUP($V416,Data!$A$6:$A$1806,Data!$C$6:$C$1806)","v":3753.17822265625},{"$f":"LOOKUP($V416,Data!$A$6:$A$1806,Data!$D$6:$D$1806)","v":335},{"$f":"IF($Z$1=\"+\",LOOKUP($V416,Data!$A$6:$A$1806,Data!$E$6:$E$1806)*-1,LOOKUP($V416,Data!$A$6:$A$1806,Data!$E$6:$E$1806))","v":-258.58865356445313},{"$f":"LOOKUP($V416,Data!$A$6:$A$1806,Data!$F$6:$F$1806)","v":0},{"$f":"LOOKUP($V416,Data!$A$6:$A$1806,Data!$G$6:$G$1806)","v":199.5},{"$f":"LOOKUP($V416,Data!$A$6:$A$1806,Data!$H$6:$H$1806)","v":10},{"$f":"LOOKUP($V416,Data!$A$6:$A$1806,Data!$I$6:$I$1806)","v":0},{"$f":"LOOKUP($V416,Data!$A$6:$A$1806,Data!$J$6:$J$1806)","v":-103},{"$f":"LOOKUP($V416,Data!$A$6:$A$1806,Data!$K$6:$K$1806)","v":7631.67},21.600341796875]
[null,40098.110185184552,{"$f":"LOOKUP(B417,Data!$A$6:$A$1806,Data!B$6:B$1806)","v":59.972999572753906},{"$f":"LOOKUP(B417,Data!$A$6:$A$1806,Data!C$6:C$1806)","v":3753.17822265625},null,null,null,21.600341796875,23.6861732840262,null,null,0,3805.3825367816034,{"$f":"AVERAGE(D$79:D417)","v":3772.4127964256086},{"$f":"AVERAGE(M$79:M417)","v":3786.1896385362752},3780.8494612803897,{"$f":"AVERAGE(P$79:P417)","v":3753.692509017565},null,null,null,null,40098.110185184552,{"$f":"LOOKUP($V417,Data!$A$6:$A$1806,Data!$B$6:$B$1806)","v":59.972999572753906},{"$f":"LOOKUP($V417,Data!$A$6:$A$1806,Data!$C$6:$C$1806)","v":3753.17822265625},{"$f":"LOOKUP($V417,Data!$A$6:$A$1806,Data!$D$6:$D$1806)","v":335},{"$f":"IF($Z$1=\"+\",LOOKUP($V417,Data!$A$6:$A$1806,Data!$E$6:$E$1806)*-1,LOOKUP($V417,Data!$A$6:$A$1806,Data!$E$6:$E$1806))","v":-258.58865356445313},{"$f":"LOOKUP($V417,Data!$A$6:$A$1806,Data!$F$6:$F$1806)","v":0},{"$f":"LOOKUP($V417,Data!$A$6:$A$1806,Data!$G$6:$G$1806)","v":199.5},{"$f":"LOOKUP($V417,Data!$A$6:$A$1806,Data!$H$6:$H$1806)","v":10},{"$f":"LOOKUP($V417,Data!$A$6:$A$1806,Data!$I$6:$I$1806)","v":0},{"$f":"LOOKUP($V417,Data!$A$6:$A$1806,Data!$J$6:$J$1806)","v":-103},{"$f":"LOOKUP($V417,Data!$A$6:$A$1806,Data!$K$6:$K$1806)","v":7631.67},21.600341796875]
[null,40098.110208332699,{"$f":"LOOKUP(B418,Data!$A$6:$A$1806,Data!B$6:B$1806)","v":59.965000152587891},{"$f":"LOOKUP(B418,Data!$A$6:$A$1806,Data!C$6:C$1806)","v":3753.29052734375},null,null,null,27.9998779296875,25.195969910007655,null,null,0,3806.8923334075848,{"$f":"AVERAGE(D$79:D418)","v":3772.3565544577204},{"$f":"AVERAGE(M$79:M418)","v":3786.2505288153084},3780.8494612803897,{"$f":"AVERAGE(P$79:P418)","v":3753.7726180212899},null,null,null,null,40098.110208332699,{"$f":"LOOKUP($V418,Data!$A$6:$A$1806,Data!$B$6:$B$1806)","v":59.965000152587891},{"$f":"LOOKUP($V418,Data!$A$6:$A$1806,Data!$C$6:$C$1806)","v":3753.29052734375},{"$f":"LOOKUP($V418,Data!$A$6:$A$1806,Data!$D$6:$D$1806)","v":335},{"$f":"IF($Z$1=\"+\",LOOKUP($V418,Data!$A$6:$A$1806,Data!$E$6:$E$1806)*-1,LOOKUP($V418,Data!$A$6:$A$1806,Data!$E$6:$E$1806))","v":-258.58865356445313},{"$f":"LOOKUP($V418,Data!$A$6:$A$1806,Data!$F$6:$F$1806)","v":0},{"$f":"LOOKUP($V418,Data!$A$6:$A$1806,Data!$G$6:$G$1806)","v":200},{"$f":"LOOKUP($V418,Data!$A$6:$A$1806,Data!$H$6:$H$1806)","v":10},{"$f":"LOOKUP($V418,Data!$A$6:$A$1806,Data!$I$6:$I$1806)","v":0},{"$f":"LOOKUP($V418,Data!$A$6:$A$1806,Data!$J$6:$J$1806)","v":-103},{"$f":"LOOKUP($V418,Data!$A$6:$A$1806,Data!$K$6:$K$1806)","v":7632},27.9998779296875]
[null,40098.110231480845,{"$f":"LOOKUP(B419,Data!$A$6:$A$1806,Data!B$6:B$1806)","v":59.965000152587891},{"$f":"LOOKUP(B419,Data!$A$6:$A$1806,Data!C$6:C$1806)","v":3753.29052734375},null,null,null,27.9998779296875,26.1773377168956,null,null,0,3807.8737012144729,{"$f":"AVERAGE(D$79:D419)","v":3772.3006423547472},{"$f":"AVERAGE(M$79:M419)","v":3786.3139398780631},3780.8494612803897,{"$f":"AVERAGE(P$79:P419)","v":3753.8522557955812},null,null,null,null,40098.110231480845,{"$f":"LOOKUP($V419,Data!$A$6:$A$1806,Data!$B$6:$B$1806)","v":59.965000152587891},{"$f":"LOOKUP($V419,Data!$A$6:$A$1806,Data!$C$6:$C$1806)","v":3753.29052734375},{"$f":"LOOKUP($V419,Data!$A$6:$A$1806,Data!$D$6:$D$1806)","v":335},{"$f":"IF($Z$1=\"+\",LOOKUP($V419,Data!$A$6:$A$1806,Data!$E$6:$E$1806)*-1,LOOKUP($V419,Data!$A$6:$A$1806,Data!$E$6:$E$1806))","v":-258.58865356445313},{"$f":"LOOKUP($V419,Data!$A$6:$A$1806,Data!$F$6:$F$1806)","v":0},{"$f":"LOOKUP($V419,Data!$A$6:$A$1806,Data!$G$6:$G$1806)","v":200},{"$f":"LOOKUP($V419,Data!$A$6:$A$1806,Data!$H$6:$H$1806)","v":10},{"$f":"LOOKUP($V419,Data!$A$6:$A$1806,Data!$I$6:$I$1806)","v":0},{"$f":"LOOKUP($V419,Data!$A$6:$A$1806,Data!$J$6:$J$1806)","v":-103},{"$f":"LOOKUP($V419,Data!$A$6:$A$1806,Data!$K$6:$K$1806)","v":7632},27.9998779296875]
[null,40098.110254628991,{"$f":"LOOKUP(B420,Data!$A$6:$A$1806,Data!B$6:B$1806)","v":59.966999053955078},{"$f":"LOOKUP(B420,Data!$A$6:$A$1806,Data!C$6:C$1806)","v":3752.358642578125},null,null,null,26.4007568359375,26.255534408560266,null,null,0,3807.9518979061377,{"$f":"AVERAGE(D$79:D420)","v":3772.2423324138799},{"$f":"AVERAGE(M$79:M420)","v":3786.377208761186},3780.8494612803897,{"$f":"AVERAGE(P$79:P420)","v":3753.9314264861518},null,null,null,null,40098.110254628991,{"$f":"LOOKUP($V420,Data!$A$6:$A$1806,Data!$B$6:$B$1806)","v":59.966999053955078},{"$f":"LOOKUP($V420,Data!$A$6:$A$1806,Data!$C$6:$C$1806)","v":3752.358642578125},{"$f":"LOOKUP($V420,Data!$A$6:$A$1806,Data!$D$6:$D$1806)","v":335},{"$f":"IF($Z$1=\"+\",LOOKUP($V420,Data!$A$6:$A$1806,Data!$E$6:$E$1806)*-1,LOOKUP($V420,Data!$A$6:$A$1806,Data!$E$6:$E$1806))","v":-258.58865356445313},{"$f":"LOOKUP($V420,Data!$A$6:$A$1806,Data!$F$6:$F$1806)","v":0},{"$f":"LOOKUP($V420,Data!$A$6:$A$1806,Data!$G$6:$G$1806)","v":200.5},{"$f":"LOOKUP($V420,Data!$A$6:$A$1806,Data!$H$6:$H$1806)","v":10},{"$f":"LOOKUP($V420,Data!$A$6:$A$1806,Data!$I$6:$I$1806)","v":0},{"$f":"LOOKUP($V420,Data!$A$6:$A$1806,Data!$J$6:$J$1806)","v":-103},{"$f":"LOOKUP($V420,Data!$A$6:$A$1806,Data!$K$6:$K$1806)","v":7632.33},26.4007568359375]
[null,40098.110277777138,{"$f":"LOOKUP(B421,Data!$A$6:$A$1806,Data!B$6:B$1806)","v":59.966999053955078},{"$f":"LOOKUP(B421,Data!$A$6:$A$1806,Data!C$6:C$1806)","v":3752.358642578125},null,null,null,26.4007568359375,26.306362258142297,null,null,0,3808.0027257557199,{"$f":"AVERAGE(D$79:D421)","v":3772.1843624726675},{"$f":"AVERAGE(M$79:M421)","v":3786.4402569156891},3780.8494612803897,{"$f":"AVERAGE(P$79:P421)","v":3754.0101341902282},null,null,null,null,40098.110277777138,{"$f":"LOOKUP($V421,Data!$A$6:$A$1806,Data!$B$6:$B$1806)","v":59.966999053955078},{"$f":"LOOKUP($V421,Data!$A$6:$A$1806,Data!$C$6:$C$1806)","v":3752.358642578125},{"$f":"LOOKUP($V421,Data!$A$6:$A$1806,Data!$D$6:$D$1806)","v":335},{"$f":"IF($Z$1=\"+\",LOOKUP($V421,Data!$A$6:$A$1806,Data!$E$6:$E$1806)*-1,LOOKUP($V421,Data!$A$6:$A$1806,Data!$E$6:$E$1806))","v":-258.58865356445313},{"$f":"LOOKUP($V421,Data!$A$6:$A$1806,Data!$F$6:$F$1806)","v":0},{"$f":"LOOKUP($V421,Data!$A$6:$A$1806,Data!$G$6:$G$1806)","v":200.5},{"$f":"LOOKUP($V421,Data!$A$6:$A$1806,Data!$H$6:$H$1806)","v":10},{"$f":"LOOKUP($V421,Data!$A$6:$A$1806,Data!$I$6:$I$1806)","v":0},{"$f":"LOOKUP($V421,Data!$A$6:$A$1806,Data!$J$6:$J$1806)","v":-103},{"$f":"LOOKUP($V421,Data!$A$6:$A$1806,Data!$K$6:$K$1806)","v":7632.33},26.4007568359375]
[null,40098.110300925284,{"$f":"LOOKUP(B422,Data!$A$6:$A$1806,Data!B$6:B$1806)","v":59.976001739501953},{"$f":"LOOKUP(B422,Data!$A$6:$A$1806,Data!C$6:C$1806)","v":3747.475830078125},null,null,null,19.1986083984375,23.818648407245618,null,null,0,3805.515011904823,{"$f":"AVERAGE(D$79:D422)","v":3772.1125353436137},{"$f":"AVERAGE(M$79:M422)","v":3786.4957067848436},3780.8494612803897,{"$f":"AVERAGE(P$79:P422)","v":3754.0883829572549},null,null,null,null,40098.110300925284,{"$f":"LOOKUP($V422,Data!$A$6:$A$1806,Data!$B$6:$B$1806)","v":59.976001739501953},{"$f":"LOOKUP($V422,Data!$A$6:$A$1806,Data!$C$6:$C$1806)","v":3747.475830078125},{"$f":"LOOKUP($V422,Data!$A$6:$A$1806,Data!$D$6:$D$1806)","v":335},{"$f":"IF($Z$1=\"+\",LOOKUP($V422,Data!$A$6:$A$1806,Data!$E$6:$E$1806)*-1,LOOKUP($V422,Data!$A$6:$A$1806,Data!$E$6:$E$1806))","v":-258.58865356445313},{"$f":"LOOKUP($V422,Data!$A$6:$A$1806,Data!$F$6:$F$1806)","v":0},{"$f":"LOOKUP($V422,Data!$A$6:$A$1806,Data!$G$6:$G$1806)","v":201},{"$f":"LOOKUP($V422,Data!$A$6:$A$1806,Data!$H$6:$H$1806)","v":10},{"$f":"LOOKUP($V422,Data!$A$6:$A$1806,Data!$I$6:$I$1806)","v":0},{"$f":"LOOKUP($V422,Data!$A$6:$A$1806,Data!$J$6:$J$1806)","v":-103},{"$f":"LOOKUP($V422,Data!$A$6:$A$1806,Data!$K$6:$K$1806)","v":7632.66},19.1986083984375]
[null,40098.11032407343,{"$f":"LOOKUP(B423,Data!$A$6:$A$1806,Data!B$6:B$1806)","v":59.976001739501953},{"$f":"LOOKUP(B423,Data!$A$6:$A$1806,Data!C$6:C$1806)","v":3747.475830078125},null,null,null,19.1986083984375,22.201634404162775,null,null,0,3803.8979979017404,{"$f":"AVERAGE(D$79:D423)","v":3772.0411246037138},{"$f":"AVERAGE(M$79:M423)","v":3786.5461482083711},3780.8494612803897,{"$f":"AVERAGE(P$79:P423)","v":3754.1661767895889},null,null,null,null,40098.11032407343,{"$f":"LOOKUP($V423,Data!$A$6:$A$1806,Data!$B$6:$B$1806)","v":59.976001739501953},{"$f":"LOOKUP($V423,Data!$A$6:$A$1806,Data!$C$6:$C$1806)","v":3747.475830078125},{"$f":"LOOKUP($V423,Data!$A$6:$A$1806,Data!$D$6:$D$1806)","v":335},{"$f":"IF($Z$1=\"+\",LOOKUP($V423,Data!$A$6:$A$1806,Data!$E$6:$E$1806)*-1,LOOKUP($V423,Data!$A$6:$A$1806,Data!$E$6:$E$1806))","v":-258.58865356445313},{"$f":"LOOKUP($V423,Data!$A$6:$A$1806,Data!$F$6:$F$1806)","v":0},{"$f":"LOOKUP($V423,Data!$A$6:$A$1806,Data!$G$6:$G$1806)","v":201},{"$f":"LOOKUP($V423,Data!$A$6:$A$1806,Data!$H$6:$H$1806)","v":10},{"$f":"LOOKUP($V423,Data!$A$6:$A$1806,Data!$I$6:$I$1806)","v":0},{"$f":"LOOKUP($V423,Data!$A$6:$A$1806,Data!$J$6:$J$1806)","v":-103},{"$f":"LOOKUP($V423,Data!$A$6:$A$1806,Data!$K$6:$K$1806)","v":7632.66},19.1986083984375]
[null,40098.110347221576,{"$f":"LOOKUP(B424,Data!$A$6:$A$1806,Data!B$6:B$1806)","v":59.969001770019531},{"$f":"LOOKUP(B424,Data!$A$6:$A$1806,Data!C$6:C$1806)","v":3741.28515625},null,null,null,24.798583984375,23.110566757237052,null,null,0,3804.8069302548147,{"$f":"AVERAGE(D$79:D424)","v":3771.9522345217665},{"$f":"AVERAGE(M$79:M424)","v":3786.5989250350949},3780.8494612803897,{"$f":"AVERAGE(P$79:P424)","v":3754.2435196431852},null,null,null,null,40098.110347221576,{"$f":"LOOKUP($V424,Data!$A$6:$A$1806,Data!$B$6:$B$1806)","v":59.969001770019531},{"$f":"LOOKUP($V424,Data!$A$6:$A$1806,Data!$C$6:$C$1806)","v":3741.28515625},{"$f":"LOOKUP($V424,Data!$A$6:$A$1806,Data!$D$6:$D$1806)","v":335},{"$f":"IF($Z$1=\"+\",LOOKUP($V424,Data!$A$6:$A$1806,Data!$E$6:$E$1806)*-1,LOOKUP($V424,Data!$A$6:$A$1806,Data!$E$6:$E$1806))","v":-261.90615844726562},{"$f":"LOOKUP($V424,Data!$A$6:$A$1806,Data!$F$6:$F$1806)","v":0},{"$f":"LOOKUP($V424,Data!$A$6:$A$1806,Data!$G$6:$G$1806)","v":201.5},{"$f":"LOOKUP($V424,Data!$A$6:$A$1806,Data!$H$6:$H$1806)","v":10},{"$f":"LOOKUP($V424,Data!$A$6:$A$1806,Data!$I$6:$I$1806)","v":0},{"$f":"LOOKUP($V424,Data!$A$6:$A$1806,Data!$J$6:$J$1806)","v":-103},{"$f":"LOOKUP($V424,Data!$A$6:$A$1806,Data!$K$6:$K$1806)","v":7632.99},24.798583984375]
[null,40098.110370369723,{"$f":"LOOKUP(B425,Data!$A$6:$A$1806,Data!B$6:B$1806)","v":59.969001770019531},{"$f":"LOOKUP(B425,Data!$A$6:$A$1806,Data!C$6:C$1806)","v":3741.28515625},null,null,null,24.798583984375,23.701372786735334,null,null,0,3805.3977362843129,{"$f":"AVERAGE(D$79:D425)","v":3771.8638567745857},{"$f":"AVERAGE(M$79:M425)","v":3786.6531002836523},3780.8494612803897,{"$f":"AVERAGE(P$79:P425)","v":3754.3204154282635},null,null,null,null,40098.110370369723,{"$f":"LOOKUP($V425,Data!$A$6:$A$1806,Data!$B$6:$B$1806)","v":59.969001770019531},{"$f":"LOOKUP($V425,Data!$A$6:$A$1806,Data!$C$6:$C$1806)","v":3741.28515625},{"$f":"LOOKUP($V425,Data!$A$6:$A$1806,Data!$D$6:$D$1806)","v":335},{"$f":"IF($Z$1=\"+\",LOOKUP($V425,Data!$A$6:$A$1806,Data!$E$6:$E$1806)*-1,LOOKUP($V425,Data!$A$6:$A$1806,Data!$E$6:$E$1806))","v":-261.90615844726562},{"$f":"LOOKUP($V425,Data!$A$6:$A$1806,Data!$F$6:$F$1806)","v":0},{"$f":"LOOKUP($V425,Data!$A$6:$A$1806,Data!$G$6:$G$1806)","v":201.5},{"$f":"LOOKUP($V425,Data!$A$6:$A$1806,Data!$H$6:$H$1806)","v":10},{"$f":"LOOKUP($V425,Data!$A$6:$A$1806,Data!$I$6:$I$1806)","v":0},{"$f":"LOOKUP($V425,Data!$A$6:$A$1806,Data!$J$6:$J$1806)","v":-103},{"$f":"LOOKUP($V425,Data!$A$6:$A$1806,Data!$K$6:$K$1806)","v":7632.99},24.798583984375]
[null,40098.110393517869,{"$f":"LOOKUP(B426,Data!$A$6:$A$1806,Data!B$6:B$1806)","v":59.9739990234375},{"$f":"LOOKUP(B426,Data!$A$6:$A$1806,Data!C$6:C$1806)","v":3745.73828125},null,null,null,20.80078125,22.686165748877965,null,null,0,3804.3825292464558,{"$f":"AVERAGE(D$79:D426)","v":3771.7887832816991},{"$f":"AVERAGE(M$79:M426)","v":3786.7040469186027},3780.8494612803897,{"$f":"AVERAGE(P$79:P426)","v":3754.3968680099697},null,null,null,null,40098.110393517869,{"$f":"LOOKUP($V426,Data!$A$6:$A$1806,Data!$B$6:$B$1806)","v":59.9739990234375},{"$f":"LOOKUP($V426,Data!$A$6:$A$1806,Data!$C$6:$C$1806)","v":3745.73828125},{"$f":"LOOKUP($V426,Data!$A$6:$A$1806,Data!$D$6:$D$1806)","v":335},{"$f":"IF($Z$1=\"+\",LOOKUP($V426,Data!$A$6:$A$1806,Data!$E$6:$E$1806)*-1,LOOKUP($V426,Data!$A$6:$A$1806,Data!$E$6:$E$1806))","v":-261.90615844726562},{"$f":"LOOKUP($V426,Data!$A$6:$A$1806,Data!$F$6:$F$1806)","v":0},{"$f":"LOOKUP($V426,Data!$A$6:$A$1806,Data!$G$6:$G$1806)","v":202},{"$f":"LOOKUP($V426,Data!$A$6:$A$1806,Data!$H$6:$H$1806)","v":10},{"$f":"LOOKUP($V426,Data!$A$6:$A$1806,Data!$I$6:$I$1806)","v":0},{"$f":"LOOKUP($V426,Data!$A$6:$A$1806,Data!$J$6:$J$1806)","v":-103},{"$f":"LOOKUP($V426,Data!$A$6:$A$1806,Data!$K$6:$K$1806)","v":7633.32},20.80078125]
[null,40098.110416666015,{"$f":"LOOKUP(B427,Data!$A$6:$A$1806,Data!B$6:B$1806)","v":59.9739990234375},{"$f":"LOOKUP(B427,Data!$A$6:$A$1806,Data!C$6:C$1806)","v":3745.73828125},null,null,null,20.80078125,{"$f":"L$13*H427+(1-L$13)*I426","v":22.026281174270675},null,null,0,3803.7226446718487,{"$f":"AVERAGE(D$79:D427)","v":3771.7141400094019},{"$f":"AVERAGE(M$79:M427)","v":3786.7528108090128},3780.8494612803897,{"$f":"AVERAGE(P$79:P427)","v":3754.4728812090225},null,null,null,null,40098.110416666015,{"$f":"LOOKUP($V427,Data!$A$6:$A$1806,Data!$B$6:$B$1806)","v":59.9739990234375},{"$f":"LOOKUP($V427,Data!$A$6:$A$1806,Data!$C$6:$C$1806)","v":3745.73828125},{"$f":"LOOKUP($V427,Data!$A$6:$A$1806,Data!$D$6:$D$1806)","v":335},{"$f":"IF($Z$1=\"+\",LOOKUP($V427,Data!$A$6:$A$1806,Data!$E$6:$E$1806)*-1,LOOKUP($V427,Data!$A$6:$A$1806,Data!$E$6:$E$1806))","v":-261.90615844726562},{"$f":"LOOKUP($V427,Data!$A$6:$A$1806,Data!$F$6:$F$1806)","v":0},{"$f":"LOOKUP($V427,Data!$A$6:$A$1806,Data!$G$6:$G$1806)","v":202},{"$f":"LOOKUP($V427,Data!$A$6:$A$1806,Data!$H$6:$H$1806)","v":10},{"$f":"LOOKUP($V427,Data!$A$6:$A$1806,Data!$I$6:$I$1806)","v":0},{"$f":"LOOKUP($V427,Data!$A$6:$A$1806,Data!$J$6:$J$1806)","v":-103},{"$f":"LOOKUP($V427,Data!$A$6:$A$1806,Data!$K$6:$K$1806)","v":7633.32},20.80078125]
[null,40098.110439814162,{"$f":"LOOKUP(B428,Data!$A$6:$A$1806,Data!B$6:B$1806)","v":59.980998992919922},{"$f":"LOOKUP(B428,Data!$A$6:$A$1806,Data!C$6:C$1806)","v":3741.6181640625},null,null,null,{"$f":"(IF((C428-L$2)>0,((C428-L$2-L$5)/((L$4*L$2)-L$5)*L$3*-1),((C428-L$2+L$5)/((L$4*L$2)-L$5)*L$3*-1)))","v":15.2008056640625},19.637364745697816,null,null,0,3801.3337282432758,{"$f":"AVERAGE(D$79:D428)","v":3771.6281515066962},{"$f":"AVERAGE(M$79:M428)","v":3786.7944705731111},3780.8494612803897,{"$f":"AVERAGE(P$79:P428)","v":3754.5484588023496},null,null,null,null,40098.110439814162,{"$f":"LOOKUP($V428,Data!$A$6:$A$1806,Data!$B$6:$B$1806)","v":59.980998992919922},{"$f":"LOOKUP($V428,Data!$A$6:$A$1806,Data!$C$6:$C$1806)","v":3741.6181640625},{"$f":"LOOKUP($V428,Data!$A$6:$A$1806,Data!$D$6:$D$1806)","v":335},{"$f":"IF($Z$1=\"+\",LOOKUP($V428,Data!$A$6:$A$1806,Data!$E$6:$E$1806)*-1,LOOKUP($V428,Data!$A$6:$A$1806,Data!$E$6:$E$1806))","v":-261.90615844726562},{"$f":"LOOKUP($V428,Data!$A$6:$A$1806,Data!$F$6:$F$1806)","v":0},{"$f":"LOOKUP($V428,Data!$A$6:$A$1806,Data!$G$6:$G$1806)","v":202.5},{"$f":"LOOKUP($V428,Data!$A$6:$A$1806,Data!$H$6:$H$1806)","v":10},{"$f":"LOOKUP($V428,Data!$A$6:$A$1806,Data!$I$6:$I$1806)","v":0},{"$f":"LOOKUP($V428,Data!$A$6:$A$1806,Data!$J$6:$J$1806)","v":-103},{"$f":"LOOKUP($V428,Data!$A$6:$A$1806,Data!$K$6:$K$1806)","v":7633.65},{"$f":"(IF((W428-$L$2)>0,((W428-$L$2-$L$5)/(($L$4*$L$2)-$L$5)*$L$3*-1),((W428-$L$2+$L$5)/(($L$4*$L$2)-$L$5)*$L$3*-1)))","v":15.2008056640625}]
[null,40098.110462962308,{"$f":"LOOKUP(B429,Data!$A$6:$A$1806,Data!B$6:B$1806)","v":59.980998992919922},{"$f":"LOOKUP(B429,Data!$A$6:$A$1806,Data!C$6:C$1806)","v":3741.6181640625},null,null,null,15.2008056640625,18.084569067125457,null,null,0,3799.7809325647036,{"$f":"AVERAGE(D$79:D429)","v":3771.5426529669694},{"$f":"AVERAGE(M$79:M429)","v":3786.8314690403236},3780.8494612803897,{"$f":"AVERAGE(P$79:P429)","v":3754.6236045237151},null,null,null,null,40098.110462962308,{"$f":"LOOKUP($V429,Data!$A$6:$A$1806,Data!$B$6:$B$1806)","v":59.980998992919922},{"$f":"LOOKUP($V429,Data!$A$6:$A$1806,Data!$C$6:$C$1806)","v":3741.6181640625},{"$f":"LOOKUP($V429,Data!$A$6:$A$1806,Data!$D$6:$D$1806)","v":335},{"$f":"IF($Z$1=\"+\",LOOKUP($V429,Data!$A$6:$A$1806,Data!$E$6:$E$1806)*-1,LOOKUP($V429,Data!$A$6:$A$1806,Data!$E$6:$E$1806))","v":-261.90615844726562},{"$f":"LOOKUP($V429,Data!$A$6:$A$1806,Data!$F$6:$F$1806)","v":0},{"$f":"LOOKUP($V429,Data!$A$6:$A$1806,Data!$G$6:$G$1806)","v":202.5},{"$f":"LOOKUP($V429,Data!$A$6:$A$1806,Data!$H$6:$H$1806)","v":10},{"$f":"LOOKUP($V429,Data!$A$6:$A$1806,Data!$I$6:$I$1806)","v":0},{"$f":"LOOKUP($V429,Data!$A$6:$A$1806,Data!$J$6:$J$1806)","v":-103},{"$f":"LOOKUP($V429,Data!$A$6:$A$1806,Data!$K$6:$K$1806)","v":7633.65},15.2008056640625]
[null,{"$f":"B429+TIME(0,0,$B$1)","v":40098.110486110454},{"$f":"LOOKUP(B430,Data!$A$6:$A$1806,Data!B$6:B$1806)","v":59.980998992919922},{"$f":"LOOKUP(B430,Data!$A$6:$A$1806,Data!C$6:C$1806)","v":3738.484375},null,null,null,15.2008056640625,17.075251876053422,null,null,0,3798.7716153736314,{"$f":"AVERAGE(D$79:D430)","v":3771.4487374045634},{"$f":"AVERAGE(M$79:M430)","v":3786.8653899105889},3780.8494612803897,{"$f":"AVERAGE(P$79:P430)","v":3754.6983220643319},null,null,null,null,40098.110486110454,{"$f":"LOOKUP($V430,Data!$A$6:$A$1806,Data!$B$6:$B$1806)","v":59.980998992919922},{"$f":"LOOKUP($V430,Data!$A$6:$A$1806,Data!$C$6:$C$1806)","v":3738.484375},{"$f":"LOOKUP($V430,Data!$A$6:$A$1806,Data!$D$6:$D$1806)","v":335},{"$f":"IF($Z$1=\"+\",LOOKUP($V430,Data!$A$6:$A$1806,Data!$E$6:$E$1806)*-1,LOOKUP($V430,Data!$A$6:$A$1806,Data!$E$6:$E$1806))","v":-261.90615844726562},{"$f":"LOOKUP($V430,Data!$A$6:$A$1806,Data!$F$6:$F$1806)","v":0},{"$f":"LOOKUP($V430,Data!$A$6:$A$1806,Data!$G$6:$G$1806)","v":203},{"$f":"LOOKUP($V430,Data!$A$6:$A$1806,Data!$H$6:$H$1806)","v":10},{"$f":"LOOKUP($V430,Data!$A$6:$A$1806,Data!$I$6:$I$1806)","v":0},{"$f":"LOOKUP($V430,Data!$A$6:$A$1806,Data!$J$6:$J$1806)","v":-103},{"$f":"LOOKUP($V430,Data!$A$6:$A$1806,Data!$K$6:$K$1806)","v":7633.98},15.2008056640625]
[null,40098.1105092586,{"$f":"LOOKUP(B431,Data!$A$6:$A$1806,Data!B$6:B$1806)","v":59.980998992919922},{"$f":"LOOKUP(B431,Data!$A$6:$A$1806,Data!C$6:C$1806)","v":3738.484375},null,null,null,15.2008056640625,16.419195701856601,null,null,0,3798.1155591994348,{"$f":"AVERAGE(D$79:D431)","v":3771.3553539416607},{"$f":"AVERAGE(M$79:M431)","v":3786.8972600785455},3780.8494612803897,{"$f":"AVERAGE(P$79:P431)","v":3754.7726150734684},null,null,null,null,40098.1105092586,{"$f":"LOOKUP($V431,Data!$A$6:$A$1806,Data!$B$6:$B$1806)","v":59.980998992919922},{"$f":"LOOKUP($V431,Data!$A$6:$A$1806,Data!$C$6:$C$1806)","v":3738.484375},{"$f":"LOOKUP($V431,Data!$A$6:$A$1806,Data!$D$6:$D$1806)","v":335},{"$f":"IF($Z$1=\"+\",LOOKUP($V431,Data!$A$6:$A$1806,Data!$E$6:$E$1806)*-1,LOOKUP($V431,Data!$A$6:$A$1806,Data!$E$6:$E$1806))","v":-261.90615844726562},{"$f":"LOOKUP($V431,Data!$A$6:$A$1806,Data!$F$6:$F$1806)","v":0},{"$f":"LOOKUP($V431,Data!$A$6:$A$1806,Data!$G$6:$G$1806)","v":203},{"$f":"LOOKUP($V431,Data!$A$6:$A$1806,Data!$H$6:$H$1806)","v":10},{"$f":"LOOKUP($V431,Data!$A$6:$A$1806,Data!$I$6:$I$1806)","v":0},{"$f":"LOOKUP($V431,Data!$A$6:$A$1806,Data!$J$6:$J$1806)","v":-103},{"$f":"LOOKUP($V431,Data!$A$6:$A$1806,Data!$K$6:$K$1806)","v":7633.98},15.2008056640625]
[null,40098.110532406747,{"$f":"LOOKUP(B432,Data!$A$6:$A$1806,Data!B$6:B$1806)","v":59.981998443603516},{"$f":"LOOKUP(B432,Data!$A$6:$A$1806,Data!C$6:C$1806)","v":3737.403564453125},null,null,null,14.4012451171875,15.712912997222416,null,null,0,3797.4092764948005,{"$f":"AVERAGE(D$79:D432)","v":3771.2594449318062},{"$f":"AVERAGE(M$79:M432)","v":3786.9269550401732},3780.8494612803897,{"$f":"AVERAGE(P$79:P432)","v":3754.84648715904},null,null,null,null,40098.110532406747,{"$f":"LOOKUP($V432,Data!$A$6:$A$1806,Data!$B$6:$B$1806)","v":59.981998443603516},{"$f":"LOOKUP($V432,Data!$A$6:$A$1806,Data!$C$6:$C$1806)","v":3737.403564453125},{"$f":"LOOKUP($V432,Data!$A$6:$A$1806,Data!$D$6:$D$1806)","v":335},{"$f":"IF($Z$1=\"+\",LOOKUP($V432,Data!$A$6:$A$1806,Data!$E$6:$E$1806)*-1,LOOKUP($V432,Data!$A$6:$A$1806,Data!$E$6:$E$1806))","v":-261.90615844726562},{"$f":"LOOKUP($V432,Data!$A$6:$A$1806,Data!$F$6:$F$1806)","v":0},{"$f":"LOOKUP($V432,Data!$A$6:$A$1806,Data!$G$6:$G$1806)","v":203.5},{"$f":"LOOKUP($V432,Data!$A$6:$A$1806,Data!$H$6:$H$1806)","v":10},{"$f":"LOOKUP($V432,Data!$A$6:$A$1806,Data!$I$6:$I$1806)","v":0},{"$f":"LOOKUP($V432,Data!$A$6:$A$1806,Data!$J$6:$J$1806)","v":-103},{"$f":"LOOKUP($V432,Data!$A$6:$A$1806,Data!$K$6:$K$1806)","v":7634.31},14.4012451171875]
[null,40098.110555554893,{"$f":"LOOKUP(B433,Data!$A$6:$A$1806,Data!B$6:B$1806)","v":59.981998443603516},{"$f":"LOOKUP(B433,Data!$A$6:$A$1806,Data!C$6:C$1806)","v":3737.403564453125},null,null,null,14.4012451171875,15.253829239210196,null,null,0,3796.9501927367883,{"$f":"AVERAGE(D$79:D433)","v":3771.1640762544016},{"$f":"AVERAGE(M$79:M433)","v":3786.9551895125578},3780.8494612803897,{"$f":"AVERAGE(P$79:P433)","v":3754.9199418881963},null,null,null,null,40098.110555554893,{"$f":"LOOKUP($V433,Data!$A$6:$A$1806,Data!$B$6:$B$1806)","v":59.981998443603516},{"$f":"LOOKUP($V433,Data!$A$6:$A$1806,Data!$C$6:$C$1806)","v":3737.403564453125},{"$f":"LOOKUP($V433,Data!$A$6:$A$1806,Data!$D$6:$D$1806)","v":335},{"$f":"IF($Z$1=\"+\",LOOKUP($V433,Data!$A$6:$A$1806,Data!$E$6:$E$1806)*-1,LOOKUP($V433,Data!$A$6:$A$1806,Data!$E$6:$E$1806))","v":-261.90615844726562},{"$f":"LOOKUP($V433,Data!$A$6:$A$1806,Data!$F$6:$F$1806)","v":0},{"$f":"LOOKUP($V433,Data!$A$6:$A$1806,Data!$G$6:$G$1806)","v":203.5},{"$f":"LOOKUP($V433,Data!$A$6:$A$1806,Data!$H$6:$H$1806)","v":10},{"$f":"LOOKUP($V433,Data!$A$6:$A$1806,Data!$I$6:$I$1806)","v":0},{"$f":"LOOKUP($V433,Data!$A$6:$A$1806,Data!$J$6:$J$1806)","v":-103},{"$f":"LOOKUP($V433,Data!$A$6:$A$1806,Data!$K$6:$K$1806)","v":7634.31},14.4012451171875]
[null,40098.110578703039,{"$f":"LOOKUP(B434,Data!$A$6:$A$1806,Data!B$6:B$1806)","v":59.981998443603516},{"$f":"LOOKUP(B434,Data!$A$6:$A$1806,Data!C$6:C$1806)","v":3736.308349609375},null,null,null,14.4012451171875,14.955424796502253,null,null,0,3796.6517882940802,{"$f":"AVERAGE(D$79:D434)","v":3771.0661669098931},{"$f":"AVERAGE(M$79:M434)","v":3786.9824271495845},3780.8494612803897,{"$f":"AVERAGE(P$79:P434)","v":3754.9929827878923},null,null,null,null,40098.110578703039,{"$f":"LOOKUP($V434,Data!$A$6:$A$1806,Data!$B$6:$B$1806)","v":59.981998443603516},{"$f":"LOOKUP($V434,Data!$A$6:$A$1806,Data!$C$6:$C$1806)","v":3736.308349609375},{"$f":"LOOKUP($V434,Data!$A$6:$A$1806,Data!$D$6:$D$1806)","v":335},{"$f":"IF($Z$1=\"+\",LOOKUP($V434,Data!$A$6:$A$1806,Data!$E$6:$E$1806)*-1,LOOKUP($V434,Data!$A$6:$A$1806,Data!$E$6:$E$1806))","v":-256.747802734375},{"$f":"LOOKUP($V434,Data!$A$6:$A$1806,Data!$F$6:$F$1806)","v":0},{"$f":"LOOKUP($V434,Data!$A$6:$A$1806,Data!$G$6:$G$1806)","v":204},{"$f":"LOOKUP($V434,Data!$A$6:$A$1806,Data!$H$6:$H$1806)","v":10},{"$f":"LOOKUP($V434,Data!$A$6:$A$1806,Data!$I$6:$I$1806)","v":0},{"$f":"LOOKUP($V434,Data!$A$6:$A$1806,Data!$J$6:$J$1806)","v":-103},{"$f":"LOOKUP($V434,Data!$A$6:$A$1806,Data!$K$6:$K$1806)","v":7634.64},14.4012451171875]
[null,40098.110601851185,{"$f":"LOOKUP(B435,Data!$A$6:$A$1806,Data!B$6:B$1806)","v":59.981998443603516},{"$f":"LOOKUP(B435,Data!$A$6:$A$1806,Data!C$6:C$1806)","v":3736.308349609375},null,null,null,14.4012451171875,14.76146190874209,null,null,0,3796.4578254063199,{"$f":"AVERAGE(D$79:D435)","v":3770.9688060771182},{"$f":"AVERAGE(M$79:M435)","v":3787.008968881396},3780.8494612803897,{"$f":"AVERAGE(P$79:P435)","v":3755.0656133454549},null,null,null,null,40098.110601851185,{"$f":"LOOKUP($V435,Data!$A$6:$A$1806,Data!$B$6:$B$1806)","v":59.981998443603516},{"$f":"LOOKUP($V435,Data!$A$6:$A$1806,Data!$C$6:$C$1806)","v":3736.308349609375},{"$f":"LOOKUP($V435,Data!$A$6:$A$1806,Data!$D$6:$D$1806)","v":335},{"$f":"IF($Z$1=\"+\",LOOKUP($V435,Data!$A$6:$A$1806,Data!$E$6:$E$1806)*-1,LOOKUP($V435,Data!$A$6:$A$1806,Data!$E$6:$E$1806))","v":-256.747802734375},{"$f":"LOOKUP($V435,Data!$A$6:$A$1806,Data!$F$6:$F$1806)","v":0},{"$f":"LOOKUP($V435,Data!$A$6:$A$1806,Data!$G$6:$G$1806)","v":204},{"$f":"LOOKUP($V435,Data!$A$6:$A$1806,Data!$H$6:$H$1806)","v":10},{"$f":"LOOKUP($V435,Data!$A$6:$A$1806,Data!$I$6:$I$1806)","v":0},{"$f":"LOOKUP($V435,Data!$A$6:$A$1806,Data!$J$6:$J$1806)","v":-103},{"$f":"LOOKUP($V435,Data!$A$6:$A$1806,Data!$K$6:$K$1806)","v":7634.64},14.4012451171875]
[null,40098.110624999332,{"$f":"LOOKUP(B436,Data!$A$6:$A$1806,Data!B$6:B$1806)","v":59.979000091552734},{"$f":"LOOKUP(B436,Data!$A$6:$A$1806,Data!C$6:C$1806)","v":3735.4482421875},null,null,null,16.7999267578125,15.474924605916733,null,null,0,3797.1712881034946,{"$f":"AVERAGE(D$79:D436)","v":3770.8695866249127},{"$f":"AVERAGE(M$79:M436)","v":3787.0373552479382},3780.8494612803897,{"$f":"AVERAGE(P$79:P436)","v":3755.1378370091379},null,null,null,null,40098.110624999332,{"$f":"LOOKUP($V436,Data!$A$6:$A$1806,Data!$B$6:$B$1806)","v":59.979000091552734},{"$f":"LOOKUP($V436,Data!$A$6:$A$1806,Data!$C$6:$C$1806)","v":3735.4482421875},{"$f":"LOOKUP($V436,Data!$A$6:$A$1806,Data!$D$6:$D$1806)","v":335},{"$f":"IF($Z$1=\"+\",LOOKUP($V436,Data!$A$6:$A$1806,Data!$E$6:$E$1806)*-1,LOOKUP($V436,Data!$A$6:$A$1806,Data!$E$6:$E$1806))","v":-256.747802734375},{"$f":"LOOKUP($V436,Data!$A$6:$A$1806,Data!$F$6:$F$1806)","v":0},{"$f":"LOOKUP($V436,Data!$A$6:$A$1806,Data!$G$6:$G$1806)","v":204.5},{"$f":"LOOKUP($V436,Data!$A$6:$A$1806,Data!$H$6:$H$1806)","v":10},{"$f":"LOOKUP($V436,Data!$A$6:$A$1806,Data!$I$6:$I$1806)","v":0},{"$f":"LOOKUP($V436,Data!$A$6:$A$1806,Data!$J$6:$J$1806)","v":-103},{"$f":"LOOKUP($V436,Data!$A$6:$A$1806,Data!$K$6:$K$1806)","v":7634.97},16.7999267578125]
[null,40098.110648147478,{"$f":"LOOKUP(B437,Data!$A$6:$A$1806,Data!B$6:B$1806)","v":59.979000091552734},{"$f":"LOOKUP(B437,Data!$A$6:$A$1806,Data!C$6:C$1806)","v":3735.4482421875},null,null,null,16.7999267578125,15.938675359080252,null,null,0,3797.635038856658,{"$f":"AVERAGE(D$79:D437)","v":3770.7709199273154},{"$f":"AVERAGE(M$79:M437)","v":3787.0668752579904},3780.8494612803897,{"$f":"AVERAGE(P$79:P437)","v":3755.2096571886664},null,null,null,null,40098.110648147478,{"$f":"LOOKUP($V437,Data!$A$6:$A$1806,Data!$B$6:$B$1806)","v":59.979000091552734},{"$f":"LOOKUP($V437,Data!$A$6:$A$1806,Data!$C$6:$C$1806)","v":3735.4482421875},{"$f":"LOOKUP($V437,Data!$A$6:$A$1806,Data!$D$6:$D$1806)","v":335},{"$f":"IF($Z$1=\"+\",LOOKUP($V437,Data!$A$6:$A$1806,Data!$E$6:$E$1806)*-1,LOOKUP($V437,Data!$A$6:$A$1806,Data!$E$6:$E$1806))","v":-256.747802734375},{"$f":"LOOKUP($V437,Data!$A$6:$A$1806,Data!$F$6:$F$1806)","v":0},{"$f":"LOOKUP($V437,Data!$A$6:$A$1806,Data!$G$6:$G$1806)","v":204.5},{"$f":"LOOKUP($V437,Data!$A$6:$A$1806,Data!$H$6:$H$1806)","v":10},{"$f":"LOOKUP($V437,Data!$A$6:$A$1806,Data!$I$6:$I$1806)","v":0},{"$f":"LOOKUP($V437,Data!$A$6:$A$1806,Data!$J$6:$J$1806)","v":-103},{"$f":"LOOKUP($V437,Data!$A$6:$A$1806,Data!$K$6:$K$1806)","v":7634.97},16.7999267578125]
[null,40098.110671295624,{"$f":"LOOKUP(B438,Data!$A$6:$A$1806,Data!B$6:B$1806)","v":59.978000640869141},{"$f":"LOOKUP(B438,Data!$A$6:$A$1806,Data!C$6:C$1806)","v":3737.54052734375},null,null,null,17.5994873046875,16.519959540042791,null,null,0,3798.2163230376204,{"$f":"AVERAGE(D$79:D438)","v":3770.6786132812499},{"$f":"AVERAGE(M$79:M438)","v":3787.0978459462672},3780.8494612803897,{"$f":"AVERAGE(P$79:P438)","v":3755.2810772557737},null,null,null,null,40098.110671295624,{"$f":"LOOKUP($V438,Data!$A$6:$A$1806,Data!$B$6:$B$1806)","v":59.978000640869141},{"$f":"LOOKUP($V438,Data!$A$6:$A$1806,Data!$C$6:$C$1806)","v":3737.54052734375},{"$f":"LOOKUP($V438,Data!$A$6:$A$1806,Data!$D$6:$D$1806)","v":335},{"$f":"IF($Z$1=\"+\",LOOKUP($V438,Data!$A$6:$A$1806,Data!$E$6:$E$1806)*-1,LOOKUP($V438,Data!$A$6:$A$1806,Data!$E$6:$E$1806))","v":-256.747802734375},{"$f":"LOOKUP($V438,Data!$A$6:$A$1806,Data!$F$6:$F$1806)","v":0},{"$f":"LOOKUP($V438,Data!$A$6:$A$1806,Data!$G$6:$G$1806)","v":205},{"$f":"LOOKUP($V438,Data!$A$6:$A$1806,Data!$H$6:$H$1806)","v":10},{"$f":"LOOKUP($V438,Data!$A$6:$A$1806,Data!$I$6:$I$1806)","v":0},{"$f":"LOOKUP($V438,Data!$A$6:$A$1806,Data!$J$6:$J$1806)","v":-103},{"$f":"LOOKUP($V438,Data!$A$6:$A$1806,Data!$K$6:$K$1806)","v":7635.3},17.5994873046875]
[null,40098.110694443771,{"$f":"LOOKUP(B439,Data!$A$6:$A$1806,Data!B$6:B$1806)","v":59.978000640869141},{"$f":"LOOKUP(B439,Data!$A$6:$A$1806,Data!C$6:C$1806)","v":3737.54052734375},null,null,null,17.5994873046875,16.897794257668437,null,null,0,3798.5941577552462,{"$f":"AVERAGE(D$79:D439)","v":3770.5868180293455},{"$f":"AVERAGE(M$79:M439)","v":3787.1296916853498},3780.8494612803897,{"$f":"AVERAGE(P$79:P439)","v":3755.3521005447305},null,null,null,null,40098.110694443771,{"$f":"LOOKUP($V439,Data!$A$6:$A$1806,Data!$B$6:$B$1806)","v":59.978000640869141},{"$f":"LOOKUP($V439,Data!$A$6:$A$1806,Data!$C$6:$C$1806)","v":3737.54052734375},{"$f":"LOOKUP($V439,Data!$A$6:$A$1806,Data!$D$6:$D$1806)","v":335},{"$f":"IF($Z$1=\"+\",LOOKUP($V439,Data!$A$6:$A$1806,Data!$E$6:$E$1806)*-1,LOOKUP($V439,Data!$A$6:$A$1806,Data!$E$6:$E$1806))","v":-256.747802734375},{"$f":"LOOKUP($V439,Data!$A$6:$A$1806,Data!$F$6:$F$1806)","v":0},{"$f":"LOOKUP($V439,Data!$A$6:$A$1806,Data!$G$6:$G$1806)","v":205},{"$f":"LOOKUP($V439,Data!$A$6:$A$1806,Data!$H$6:$H$1806)","v":10},{"$f":"LOOKUP($V439,Data!$A$6:$A$1806,Data!$I$6:$I$1806)","v":0},{"$f":"LOOKUP($V439,Data!$A$6:$A$1806,Data!$J$6:$J$1806)","v":-103},{"$f":"LOOKUP($V439,Data!$A$6:$A$1806,Data!$K$6:$K$1806)","v":7635.3},17.5994873046875]
[null,40098.110717591917,{"$f":"LOOKUP(B440,Data!$A$6:$A$1806,Data!B$6:B$1806)","v":59.979999542236328},{"$f":"LOOKUP(B440,Data!$A$6:$A$1806,Data!C$6:C$1806)","v":3736.74755859375},null,null,null,16.0003662109375,16.583694441312609,null,null,0,3798.2800579388904,{"$f":"AVERAGE(D$79:D440)","v":3770.4933394121203},{"$f":"AVERAGE(M$79:M440)","v":3787.1604938020728},3780.8494612803897,{"$f":"AVERAGE(P$79:P440)","v":3755.4227303528623},null,null,null,null,40098.110717591917,{"$f":"LOOKUP($V440,Data!$A$6:$A$1806,Data!$B$6:$B$1806)","v":59.979999542236328},{"$f":"LOOKUP($V440,Data!$A$6:$A$1806,Data!$C$6:$C$1806)","v":3736.74755859375},{"$f":"LOOKUP($V440,Data!$A$6:$A$1806,Data!$D$6:$D$1806)","v":350},{"$f":"IF($Z$1=\"+\",LOOKUP($V440,Data!$A$6:$A$1806,Data!$E$6:$E$1806)*-1,LOOKUP($V440,Data!$A$6:$A$1806,Data!$E$6:$E$1806))","v":-256.747802734375},{"$f":"LOOKUP($V440,Data!$A$6:$A$1806,Data!$F$6:$F$1806)","v":0},{"$f":"LOOKUP($V440,Data!$A$6:$A$1806,Data!$G$6:$G$1806)","v":205.5},{"$f":"LOOKUP($V440,Data!$A$6:$A$1806,Data!$H$6:$H$1806)","v":10},{"$f":"LOOKUP($V440,Data!$A$6:$A$1806,Data!$I$6:$I$1806)","v":0},{"$f":"LOOKUP($V440,Data!$A$6:$A$1806,Data!$J$6:$J$1806)","v":-103},{"$f":"LOOKUP($V440,Data!$A$6:$A$1806,Data!$K$6:$K$1806)","v":7635.63},16.0003662109375]
[null,40098.110740740063,{"$f":"LOOKUP(B441,Data!$A$6:$A$1806,Data!B$6:B$1806)","v":59.979999542236328},{"$f":"LOOKUP(B441,Data!$A$6:$A$1806,Data!C$6:C$1806)","v":3736.74755859375},null,null,null,16.0003662109375,16.37952956068132,null,null,0,3798.0758930582592,{"$f":"AVERAGE(D$79:D441)","v":3770.4003758285985},{"$f":"AVERAGE(M$79:M441)","v":3787.1905637724753},3780.8494612803897,{"$f":"AVERAGE(P$79:P441)","v":3755.4929699410595},null,null,null,null,40098.110740740063,{"$f":"LOOKUP($V441,Data!$A$6:$A$1806,Data!$B$6:$B$1806)","v":59.979999542236328},{"$f":"LOOKUP($V441,Data!$A$6:$A$1806,Data!$C$6:$C$1806)","v":3736.74755859375},{"$f":"LOOKUP($V441,Data!$A$6:$A$1806,Data!$D$6:$D$1806)","v":350},{"$f":"IF($Z$1=\"+\",LOOKUP($V441,Data!$A$6:$A$1806,Data!$E$6:$E$1806)*-1,LOOKUP($V441,Data!$A$6:$A$1806,Data!$E$6:$E$1806))","v":-256.747802734375},{"$f":"LOOKUP($V441,Data!$A$6:$A$1806,Data!$F$6:$F$1806)","v":0},{"$f":"LOOKUP($V441,Data!$A$6:$A$1806,Data!$G$6:$G$1806)","v":205.5},{"$f":"LOOKUP($V441,Data!$A$6:$A$1806,Data!$H$6:$H$1806)","v":10},{"$f":"LOOKUP($V441,Data!$A$6:$A$1806,Data!$I$6:$I$1806)","v":0},{"$f":"LOOKUP($V441,Data!$A$6:$A$1806,Data!$J$6:$J$1806)","v":-103},{"$f":"LOOKUP($V441,Data!$A$6:$A$1806,Data!$K$6:$K$1806)","v":7635.63},16.0003662109375]
[null,40098.110763888209,{"$f":"LOOKUP(B442,Data!$A$6:$A$1806,Data!B$6:B$1806)","v":59.979999542236328},{"$f":"LOOKUP(B442,Data!$A$6:$A$1806,Data!C$6:C$1806)","v":3736.0673828125},null,null,null,16.0003662109375,16.246822388270985,null,null,0,3797.9431858858488,{"$f":"AVERAGE(D$79:D442)","v":3770.3060544192135},{"$f":"AVERAGE(M$79:M442)","v":3787.2201039431166},3780.8494612803897,{"$f":"AVERAGE(P$79:P442)","v":3755.5628225342807},null,null,null,null,40098.110763888209,{"$f":"LOOKUP($V442,Data!$A$6:$A$1806,Data!$B$6:$B$1806)","v":59.979999542236328},{"$f":"LOOKUP($V442,Data!$A$6:$A$1806,Data!$C$6:$C$1806)","v":3736.0673828125},{"$f":"LOOKUP($V442,Data!$A$6:$A$1806,Data!$D$6:$D$1806)","v":350},{"$f":"IF($Z$1=\"+\",LOOKUP($V442,Data!$A$6:$A$1806,Data!$E$6:$E$1806)*-1,LOOKUP($V442,Data!$A$6:$A$1806,Data!$E$6:$E$1806))","v":-256.747802734375},{"$f":"LOOKUP($V442,Data!$A$6:$A$1806,Data!$F$6:$F$1806)","v":0},{"$f":"LOOKUP($V442,Data!$A$6:$A$1806,Data!$G$6:$G$1806)","v":206},{"$f":"LOOKUP($V442,Data!$A$6:$A$1806,Data!$H$6:$H$1806)","v":10},{"$f":"LOOKUP($V442,Data!$A$6:$A$1806,Data!$I$6:$I$1806)","v":0},{"$f":"LOOKUP($V442,Data!$A$6:$A$1806,Data!$J$6:$J$1806)","v":-103},{"$f":"LOOKUP($V442,Data!$A$6:$A$1806,Data!$K$6:$K$1806)","v":7635.96},16.0003662109375]
[null,40098.110787036356,{"$f":"LOOKUP(B443,Data!$A$6:$A$1806,Data!B$6:B$1806)","v":59.979999542236328},{"$f":"LOOKUP(B443,Data!$A$6:$A$1806,Data!C$6:C$1806)","v":3736.0673828125},null,null,null,16.0003662109375,16.160562726204265,null,null,0,3797.856926223782,{"$f":"AVERAGE(D$79:D443)","v":3770.2122498394692},{"$f":"AVERAGE(M$79:M443)","v":3787.2492459219675},3780.8494612803897,{"$f":"AVERAGE(P$79:P443)","v":3755.6322913220442},null,null,null,null,40098.110787036356,{"$f":"LOOKUP($V443,Data!$A$6:$A$1806,Data!$B$6:$B$1806)","v":59.979999542236328},{"$f":"LOOKUP($V443,Data!$A$6:$A$1806,Data!$C$6:$C$1806)","v":3736.0673828125},{"$f":"LOOKUP($V443,Data!$A$6:$A$1806,Data!$D$6:$D$1806)","v":350},{"$f":"IF($Z$1=\"+\",LOOKUP($V443,Data!$A$6:$A$1806,Data!$E$6:$E$1806)*-1,LOOKUP($V443,Data!$A$6:$A$1806,Data!$E$6:$E$1806))","v":-256.747802734375},{"$f":"LOOKUP($V443,Data!$A$6:$A$1806,Data!$F$6:$F$1806)","v":0},{"$f":"LOOKUP($V443,Data!$A$6:$A$1806,Data!$G$6:$G$1806)","v":206},{"$f":"LOOKUP($V443,Data!$A$6:$A$1806,Data!$H$6:$H$1806)","v":10},{"$f":"LOOKUP($V443,Data!$A$6:$A$1806,Data!$I$6:$I$1806)","v":0},{"$f":"LOOKUP($V443,Data!$A$6:$A$1806,Data!$J$6:$J$1806)","v":-103},{"$f":"LOOKUP($V443,Data!$A$6:$A$1806,Data!$K$6:$K$1806)","v":7635.96},16.0003662109375]
[null,40098.110810184502,{"$f":"LOOKUP(B444,Data!$A$6:$A$1806,Data!B$6:B$1806)","v":59.976001739501953},{"$f":"LOOKUP(B444,Data!$A$6:$A$1806,Data!C$6:C$1806)","v":3736.574951171875},null,null,null,19.1986083984375,17.223878711485899,null,null,0,3798.9202422090639,{"$f":"AVERAGE(D$79:D444)","v":3770.120344651853},{"$f":"AVERAGE(M$79:M444)","v":3787.2811338899651},3780.8494612803897,{"$f":"AVERAGE(P$79:P444)","v":3755.7013794589161},null,null,null,null,40098.110810184502,{"$f":"LOOKUP($V444,Data!$A$6:$A$1806,Data!$B$6:$B$1806)","v":59.976001739501953},{"$f":"LOOKUP($V444,Data!$A$6:$A$1806,Data!$C$6:$C$1806)","v":3736.574951171875},{"$f":"LOOKUP($V444,Data!$A$6:$A$1806,Data!$D$6:$D$1806)","v":350},{"$f":"IF($Z$1=\"+\",LOOKUP($V444,Data!$A$6:$A$1806,Data!$E$6:$E$1806)*-1,LOOKUP($V444,Data!$A$6:$A$1806,Data!$E$6:$E$1806))","v":-167.43197631835937},{"$f":"LOOKUP($V444,Data!$A$6:$A$1806,Data!$F$6:$F$1806)","v":0},{"$f":"LOOKUP($V444,Data!$A$6:$A$1806,Data!$G$6:$G$1806)","v":206.5},{"$f":"LOOKUP($V444,Data!$A$6:$A$1806,Data!$H$6:$H$1806)","v":10},{"$f":"LOOKUP($V444,Data!$A$6:$A$1806,Data!$I$6:$I$1806)","v":0},{"$f":"LOOKUP($V444,Data!$A$6:$A$1806,Data!$J$6:$J$1806)","v":-103},{"$f":"LOOKUP($V444,Data!$A$6:$A$1806,Data!$K$6:$K$1806)","v":7636.29},19.1986083984375]
[null,40098.110833332648,{"$f":"LOOKUP(B445,Data!$A$6:$A$1806,Data!B$6:B$1806)","v":59.976001739501953},{"$f":"LOOKUP(B445,Data!$A$6:$A$1806,Data!C$6:C$1806)","v":3736.574951171875},null,null,null,19.1986083984375,17.915034101918959,null,null,0,3799.6113975994967,{"$f":"AVERAGE(D$79:D445)","v":3770.0289403099455},{"$f":"AVERAGE(M$79:M445)","v":3787.3147313387649},3780.8494612803897,{"$f":"AVERAGE(P$79:P445)","v":3755.7700900649857},null,null,null,null,40098.110833332648,{"$f":"LOOKUP($V445,Data!$A$6:$A$1806,Data!$B$6:$B$1806)","v":59.976001739501953},{"$f":"LOOKUP($V445,Data!$A$6:$A$1806,Data!$C$6:$C$1806)","v":3736.574951171875},{"$f":"LOOKUP($V445,Data!$A$6:$A$1806,Data!$D$6:$D$1806)","v":350},{"$f":"IF($Z$1=\"+\",LOOKUP($V445,Data!$A$6:$A$1806,Data!$E$6:$E$1806)*-1,LOOKUP($V445,Data!$A$6:$A$1806,Data!$E$6:$E$1806))","v":-167.43197631835937},{"$f":"LOOKUP($V445,Data!$A$6:$A$1806,Data!$F$6:$F$1806)","v":0},{"$f":"LOOKUP($V445,Data!$A$6:$A$1806,Data!$G$6:$G$1806)","v":206.5},{"$f":"LOOKUP($V445,Data!$A$6:$A$1806,Data!$H$6:$H$1806)","v":10},{"$f":"LOOKUP($V445,Data!$A$6:$A$1806,Data!$I$6:$I$1806)","v":0},{"$f":"LOOKUP($V445,Data!$A$6:$A$1806,Data!$J$6:$J$1806)","v":-103},{"$f":"LOOKUP($V445,Data!$A$6:$A$1806,Data!$K$6:$K$1806)","v":7636.29},19.1986083984375]
[null,40098.110856480795,{"$f":"LOOKUP(B446,Data!$A$6:$A$1806,Data!B$6:B$1806)","v":59.971000671386719},{"$f":"LOOKUP(B446,Data!$A$6:$A$1806,Data!C$6:C$1806)","v":3738.874755859375},null,null,null,23.199462890625,19.764584177966071,null,null,0,3801.460947675544,{"$f":"AVERAGE(D$79:D446)","v":3769.9442822000256},{"$f":"AVERAGE(M$79:M446)","v":3787.3531721440281},3780.8494612803897,{"$f":"AVERAGE(P$79:P446)","v":3755.8384262263353},null,null,null,null,40098.110856480795,{"$f":"LOOKUP($V446,Data!$A$6:$A$1806,Data!$B$6:$B$1806)","v":59.971000671386719},{"$f":"LOOKUP($V446,Data!$A$6:$A$1806,Data!$C$6:$C$1806)","v":3738.874755859375},{"$f":"LOOKUP($V446,Data!$A$6:$A$1806,Data!$D$6:$D$1806)","v":350},{"$f":"IF($Z$1=\"+\",LOOKUP($V446,Data!$A$6:$A$1806,Data!$E$6:$E$1806)*-1,LOOKUP($V446,Data!$A$6:$A$1806,Data!$E$6:$E$1806))","v":-167.43197631835937},{"$f":"LOOKUP($V446,Data!$A$6:$A$1806,Data!$F$6:$F$1806)","v":0},{"$f":"LOOKUP($V446,Data!$A$6:$A$1806,Data!$G$6:$G$1806)","v":207},{"$f":"LOOKUP($V446,Data!$A$6:$A$1806,Data!$H$6:$H$1806)","v":10},{"$f":"LOOKUP($V446,Data!$A$6:$A$1806,Data!$I$6:$I$1806)","v":0},{"$f":"LOOKUP($V446,Data!$A$6:$A$1806,Data!$J$6:$J$1806)","v":-103},{"$f":"LOOKUP($V446,Data!$A$6:$A$1806,Data!$K$6:$K$1806)","v":7636.62},23.199462890625]
[null,40098.110879628941,{"$f":"LOOKUP(B447,Data!$A$6:$A$1806,Data!B$6:B$1806)","v":59.971000671386719},{"$f":"LOOKUP(B447,Data!$A$6:$A$1806,Data!C$6:C$1806)","v":3738.874755859375},null,null,null,23.199462890625,20.966791727396696,null,null,0,3802.6631552249746,{"$f":"AVERAGE(D$79:D447)","v":3769.8600829416496},{"$f":"AVERAGE(M$79:M447)","v":3787.3946626130819},3780.8494612803897,{"$f":"AVERAGE(P$79:P447)","v":3755.9063909955034},null,null,null,null,40098.110879628941,{"$f":"LOOKUP($V447,Data!$A$6:$A$1806,Data!$B$6:$B$1806)","v":59.971000671386719},{"$f":"LOOKUP($V447,Data!$A$6:$A$1806,Data!$C$6:$C$1806)","v":3738.874755859375},{"$f":"LOOKUP($V447,Data!$A$6:$A$1806,Data!$D$6:$D$1806)","v":350},{"$f":"IF($Z$1=\"+\",LOOKUP($V447,Data!$A$6:$A$1806,Data!$E$6:$E$1806)*-1,LOOKUP($V447,Data!$A$6:$A$1806,Data!$E$6:$E$1806))","v":-167.43197631835937},{"$f":"LOOKUP($V447,Data!$A$6:$A$1806,Data!$F$6:$F$1806)","v":0},{"$f":"LOOKUP($V447,Data!$A$6:$A$1806,Data!$G$6:$G$1806)","v":207},{"$f":"LOOKUP($V447,Data!$A$6:$A$1806,Data!$H$6:$H$1806)","v":10},{"$f":"LOOKUP($V447,Data!$A$6:$A$1806,Data!$I$6:$I$1806)","v":0},{"$f":"LOOKUP($V447,Data!$A$6:$A$1806,Data!$J$6:$J$1806)","v":-103},{"$f":"LOOKUP($V447,Data!$A$6:$A$1806,Data!$K$6:$K$1806)","v":7636.62},23.199462890625]
[null,40098.110902777087,{"$f":"LOOKUP(B448,Data!$A$6:$A$1806,Data!B$6:B$1806)","v":59.9739990234375},{"$f":"LOOKUP(B448,Data!$A$6:$A$1806,Data!C$6:C$1806)","v":3738.64697265625},null,null,null,20.80078125,20.908688060307853,null,null,0,3802.6050515578859,{"$f":"AVERAGE(D$79:D448)","v":3769.7757231841215},{"$f":"AVERAGE(M$79:M448)","v":3787.4357717723924},3780.8494612803897,{"$f":"AVERAGE(P$79:P448)","v":3755.9739873919393},null,null,null,null,40098.110902777087,{"$f":"LOOKUP($V448,Data!$A$6:$A$1806,Data!$B$6:$B$1806)","v":59.9739990234375},{"$f":"LOOKUP($V448,Data!$A$6:$A$1806,Data!$C$6:$C$1806)","v":3738.64697265625},{"$f":"LOOKUP($V448,Data!$A$6:$A$1806,Data!$D$6:$D$1806)","v":350},{"$f":"IF($Z$1=\"+\",LOOKUP($V448,Data!$A$6:$A$1806,Data!$E$6:$E$1806)*-1,LOOKUP($V448,Data!$A$6:$A$1806,Data!$E$6:$E$1806))","v":-167.43197631835937},{"$f":"LOOKUP($V448,Data!$A$6:$A$1806,Data!$F$6:$F$1806)","v":0},{"$f":"LOOKUP($V448,Data!$A$6:$A$1806,Data!$G$6:$G$1806)","v":207.5},{"$f":"LOOKUP($V448,Data!$A$6:$A$1806,Data!$H$6:$H$1806)","v":10},{"$f":"LOOKUP($V448,Data!$A$6:$A$1806,Data!$I$6:$I$1806)","v":0},{"$f":"LOOKUP($V448,Data!$A$6:$A$1806,Data!$J$6:$J$1806)","v":-103},{"$f":"LOOKUP($V448,Data!$A$6:$A$1806,Data!$K$6:$K$1806)","v":7636.95},20.80078125]
[null,40098.110925925233,{"$f":"LOOKUP(B449,Data!$A$6:$A$1806,Data!B$6:B$1806)","v":59.9739990234375},{"$f":"LOOKUP(B449,Data!$A$6:$A$1806,Data!C$6:C$1806)","v":3738.64697265625},null,null,null,20.80078125,20.870920676700102,null,null,0,3802.567284174278,{"$f":"AVERAGE(D$79:D449)","v":3769.691818196176},{"$f":"AVERAGE(M$79:M449)","v":3787.4765575201063},3780.8494612803897,{"$f":"AVERAGE(P$79:P449)","v":3756.0412184024481},null,null,null,null,40098.110925925233,{"$f":"LOOKUP($V449,Data!$A$6:$A$1806,Data!$B$6:$B$1806)","v":59.9739990234375},{"$f":"LOOKUP($V449,Data!$A$6:$A$1806,Data!$C$6:$C$1806)","v":3738.64697265625},{"$f":"LOOKUP($V449,Data!$A$6:$A$1806,Data!$D$6:$D$1806)","v":350},{"$f":"IF($Z$1=\"+\",LOOKUP($V449,Data!$A$6:$A$1806,Data!$E$6:$E$1806)*-1,LOOKUP($V449,Data!$A$6:$A$1806,Data!$E$6:$E$1806))","v":-167.43197631835937},{"$f":"LOOKUP($V449,Data!$A$6:$A$1806,Data!$F$6:$F$1806)","v":0},{"$f":"LOOKUP($V449,Data!$A$6:$A$1806,Data!$G$6:$G$1806)","v":207.5},{"$f":"LOOKUP($V449,Data!$A$6:$A$1806,Data!$H$6:$H$1806)","v":10},{"$f":"LOOKUP($V449,Data!$A$6:$A$1806,Data!$I$6:$I$1806)","v":0},{"$f":"LOOKUP($V449,Data!$A$6:$A$1806,Data!$J$6:$J$1806)","v":-103},{"$f":"LOOKUP($V449,Data!$A$6:$A$1806,Data!$K$6:$K$1806)","v":7636.95},20.80078125]
[null,40098.11094907338,{"$f":"LOOKUP(B450,Data!$A$6:$A$1806,Data!B$6:B$1806)","v":59.976001739501953},{"$f":"LOOKUP(B450,Data!$A$6:$A$1806,Data!C$6:C$1806)","v":3737.382080078125},null,null,null,19.1986083984375,20.285611379308193,null,null,0,3801.9819748768859,{"$f":"AVERAGE(D$79:D450)","v":3769.6049640614501},{"$f":"AVERAGE(M$79:M450)","v":3787.5155505775174},3780.8494612803897,{"$f":"AVERAGE(P$79:P450)","v":3756.1080869816337},null,null,null,null,40098.11094907338,{"$f":"LOOKUP($V450,Data!$A$6:$A$1806,Data!$B$6:$B$1806)","v":59.976001739501953},{"$f":"LOOKUP($V450,Data!$A$6:$A$1806,Data!$C$6:$C$1806)","v":3737.382080078125},{"$f":"LOOKUP($V450,Data!$A$6:$A$1806,Data!$D$6:$D$1806)","v":350},{"$f":"IF($Z$1=\"+\",LOOKUP($V450,Data!$A$6:$A$1806,Data!$E$6:$E$1806)*-1,LOOKUP($V450,Data!$A$6:$A$1806,Data!$E$6:$E$1806))","v":-167.43197631835937},{"$f":"LOOKUP($V450,Data!$A$6:$A$1806,Data!$F$6:$F$1806)","v":0},{"$f":"LOOKUP($V450,Data!$A$6:$A$1806,Data!$G$6:$G$1806)","v":208},{"$f":"LOOKUP($V450,Data!$A$6:$A$1806,Data!$H$6:$H$1806)","v":10},{"$f":"LOOKUP($V450,Data!$A$6:$A$1806,Data!$I$6:$I$1806)","v":0},{"$f":"LOOKUP($V450,Data!$A$6:$A$1806,Data!$J$6:$J$1806)","v":-103},{"$f":"LOOKUP($V450,Data!$A$6:$A$1806,Data!$K$6:$K$1806)","v":7637.28},19.1986083984375]
[null,40098.110972221526,{"$f":"LOOKUP(B451,Data!$A$6:$A$1806,Data!B$6:B$1806)","v":59.976001739501953},{"$f":"LOOKUP(B451,Data!$A$6:$A$1806,Data!C$6:C$1806)","v":3737.382080078125},null,null,null,19.1986083984375,19.905160336003451,null,null,0,3801.6015238335813,{"$f":"AVERAGE(D$79:D451)","v":3769.5185756325404},{"$f":"AVERAGE(M$79:M451)","v":3787.5533145808849},3780.8494612803897,{"$f":"AVERAGE(P$79:P451)","v":3756.174596052329},null,null,null,null,40098.110972221526,{"$f":"LOOKUP($V451,Data!$A$6:$A$1806,Data!$B$6:$B$1806)","v":59.976001739501953},{"$f":"LOOKUP($V451,Data!$A$6:$A$1806,Data!$C$6:$C$1806)","v":3737.382080078125},{"$f":"LOOKUP($V451,Data!$A$6:$A$1806,Data!$D$6:$D$1806)","v":350},{"$f":"IF($Z$1=\"+\",LOOKUP($V451,Data!$A$6:$A$1806,Data!$E$6:$E$1806)*-1,LOOKUP($V451,Data!$A$6:$A$1806,Data!$E$6:$E$1806))","v":-167.43197631835937},{"$f":"LOOKUP($V451,Data!$A$6:$A$1806,Data!$F$6:$F$1806)","v":0},{"$f":"LOOKUP($V451,Data!$A$6:$A$1806,Data!$G$6:$G$1806)","v":208},{"$f":"LOOKUP($V451,Data!$A$6:$A$1806,Data!$H$6:$H$1806)","v":10},{"$f":"LOOKUP($V451,Data!$A$6:$A$1806,Data!$I$6:$I$1806)","v":0},{"$f":"LOOKUP($V451,Data!$A$6:$A$1806,Data!$J$6:$J$1806)","v":-103},{"$f":"LOOKUP($V451,Data!$A$6:$A$1806,Data!$K$6:$K$1806)","v":7637.28},19.1986083984375]
[null,40098.110995369672,{"$f":"LOOKUP(B452,Data!$A$6:$A$1806,Data!B$6:B$1806)","v":59.969001770019531},{"$f":"LOOKUP(B452,Data!$A$6:$A$1806,Data!C$6:C$1806)","v":3740.016845703125},null,null,null,24.798583984375,21.617858612933496,null,null,0,3803.3142221105113,{"$f":"AVERAGE(D$79:D452)","v":3769.4396940017127},{"$f":"AVERAGE(M$79:M452)","v":3787.5954560448677},3780.8494612803897,{"$f":"AVERAGE(P$79:P452)","v":3756.240748506023},null,null,null,null,40098.110995369672,{"$f":"LOOKUP($V452,Data!$A$6:$A$1806,Data!$B$6:$B$1806)","v":59.969001770019531},{"$f":"LOOKUP($V452,Data!$A$6:$A$1806,Data!$C$6:$C$1806)","v":3740.016845703125},{"$f":"LOOKUP($V452,Data!$A$6:$A$1806,Data!$D$6:$D$1806)","v":350},{"$f":"IF($Z$1=\"+\",LOOKUP($V452,Data!$A$6:$A$1806,Data!$E$6:$E$1806)*-1,LOOKUP($V452,Data!$A$6:$A$1806,Data!$E$6:$E$1806))","v":-167.43197631835937},{"$f":"LOOKUP($V452,Data!$A$6:$A$1806,Data!$F$6:$F$1806)","v":0},{"$f":"LOOKUP($V452,Data!$A$6:$A$1806,Data!$G$6:$G$1806)","v":208.5},{"$f":"LOOKUP($V452,Data!$A$6:$A$1806,Data!$H$6:$H$1806)","v":10},{"$f":"LOOKUP($V452,Data!$A$6:$A$1806,Data!$I$6:$I$1806)","v":0},{"$f":"LOOKUP($V452,Data!$A$6:$A$1806,Data!$J$6:$J$1806)","v":-103},{"$f":"LOOKUP($V452,Data!$A$6:$A$1806,Data!$K$6:$K$1806)","v":7637.61},24.798583984375]
[null,40098.111018517819,{"$f":"LOOKUP(B453,Data!$A$6:$A$1806,Data!B$6:B$1806)","v":59.969001770019531},{"$f":"LOOKUP(B453,Data!$A$6:$A$1806,Data!C$6:C$1806)","v":3740.016845703125},null,null,null,24.798583984375,22.731112492938024,null,null,0,3804.4274759905156,{"$f":"AVERAGE(D$79:D453)","v":3769.3612330729165},{"$f":"AVERAGE(M$79:M453)","v":3787.6403414313891},3780.8494612803897,{"$f":"AVERAGE(P$79:P453)","v":3756.3065472032804},null,null,null,null,40098.111018517819,{"$f":"LOOKUP($V453,Data!$A$6:$A$1806,Data!$B$6:$B$1806)","v":59.969001770019531},{"$f":"LOOKUP($V453,Data!$A$6:$A$1806,Data!$C$6:$C$1806)","v":3740.016845703125},{"$f":"LOOKUP($V453,Data!$A$6:$A$1806,Data!$D$6:$D$1806)","v":350},{"$f":"IF($Z$1=\"+\",LOOKUP($V453,Data!$A$6:$A$1806,Data!$E$6:$E$1806)*-1,LOOKUP($V453,Data!$A$6:$A$1806,Data!$E$6:$E$1806))","v":-167.43197631835937},{"$f":"LOOKUP($V453,Data!$A$6:$A$1806,Data!$F$6:$F$1806)","v":0},{"$f":"LOOKUP($V453,Data!$A$6:$A$1806,Data!$G$6:$G$1806)","v":208.5},{"$f":"LOOKUP($V453,Data!$A$6:$A$1806,Data!$H$6:$H$1806)","v":10},{"$f":"LOOKUP($V453,Data!$A$6:$A$1806,Data!$I$6:$I$1806)","v":0},{"$f":"LOOKUP($V453,Data!$A$6:$A$1806,Data!$J$6:$J$1806)","v":-103},{"$f":"LOOKUP($V453,Data!$A$6:$A$1806,Data!$K$6:$K$1806)","v":7637.61},24.798583984375]
[null,40098.111041665965,{"$f":"LOOKUP(B454,Data!$A$6:$A$1806,Data!B$6:B$1806)","v":59.9739990234375},{"$f":"LOOKUP(B454,Data!$A$6:$A$1806,Data!C$6:C$1806)","v":3742.052734375},null,null,null,20.80078125,22.055496557909716,null,null,0,3803.7518600554872,{"$f":"AVERAGE(D$79:D454)","v":3769.288604087018},{"$f":"AVERAGE(M$79:M454)","v":3787.6831912149637},3780.8494612803897,{"$f":"AVERAGE(P$79:P454)","v":3756.3719949741526},null,null,null,null,40098.111041665965,{"$f":"LOOKUP($V454,Data!$A$6:$A$1806,Data!$B$6:$B$1806)","v":59.9739990234375},{"$f":"LOOKUP($V454,Data!$A$6:$A$1806,Data!$C$6:$C$1806)","v":3742.052734375},{"$f":"LOOKUP($V454,Data!$A$6:$A$1806,Data!$D$6:$D$1806)","v":350},{"$f":"IF($Z$1=\"+\",LOOKUP($V454,Data!$A$6:$A$1806,Data!$E$6:$E$1806)*-1,LOOKUP($V454,Data!$A$6:$A$1806,Data!$E$6:$E$1806))","v":-164.97340393066406},{"$f":"LOOKUP($V454,Data!$A$6:$A$1806,Data!$F$6:$F$1806)","v":0},{"$f":"LOOKUP($V454,Data!$A$6:$A$1806,Data!$G$6:$G$1806)","v":209},{"$f":"LOOKUP($V454,Data!$A$6:$A$1806,Data!$H$6:$H$1806)","v":10},{"$f":"LOOKUP($V454,Data!$A$6:$A$1806,Data!$I$6:$I$1806)","v":0},{"$f":"LOOKUP($V454,Data!$A$6:$A$1806,Data!$J$6:$J$1806)","v":-103},{"$f":"LOOKUP($V454,Data!$A$6:$A$1806,Data!$K$6:$K$1806)","v":7637.94},20.80078125]
[null,40098.111064814111,{"$f":"LOOKUP(B455,Data!$A$6:$A$1806,Data!B$6:B$1806)","v":59.9739990234375},{"$f":"LOOKUP(B455,Data!$A$6:$A$1806,Data!C$6:C$1806)","v":3742.052734375},null,null,null,20.80078125,21.616346200141315,null,null,0,3803.3127096977187,{"$f":"AVERAGE(D$79:D455)","v":3769.2163604007792},{"$f":"AVERAGE(M$79:M455)","v":3787.7246488236715},3780.8494612803897,{"$f":"AVERAGE(P$79:P455)","v":3756.4370946185836},null,null,null,null,40098.111064814111,{"$f":"LOOKUP($V455,Data!$A$6:$A$1806,Data!$B$6:$B$1806)","v":59.9739990234375},{"$f":"LOOKUP($V455,Data!$A$6:$A$1806,Data!$C$6:$C$1806)","v":3742.052734375},{"$f":"LOOKUP($V455,Data!$A$6:$A$1806,Data!$D$6:$D$1806)","v":350},{"$f":"IF($Z$1=\"+\",LOOKUP($V455,Data!$A$6:$A$1806,Data!$E$6:$E$1806)*-1,LOOKUP($V455,Data!$A$6:$A$1806,Data!$E$6:$E$1806))","v":-164.97340393066406},{"$f":"LOOKUP($V455,Data!$A$6:$A$1806,Data!$F$6:$F$1806)","v":0},{"$f":"LOOKUP($V455,Data!$A$6:$A$1806,Data!$G$6:$G$1806)","v":209},{"$f":"LOOKUP($V455,Data!$A$6:$A$1806,Data!$H$6:$H$1806)","v":10},{"$f":"LOOKUP($V455,Data!$A$6:$A$1806,Data!$I$6:$I$1806)","v":0},{"$f":"LOOKUP($V455,Data!$A$6:$A$1806,Data!$J$6:$J$1806)","v":-103},{"$f":"LOOKUP($V455,Data!$A$6:$A$1806,Data!$K$6:$K$1806)","v":7637.94},20.80078125]
[null,40098.111087962257,{"$f":"LOOKUP(B456,Data!$A$6:$A$1806,Data!B$6:B$1806)","v":59.972000122070313},{"$f":"LOOKUP(B456,Data!$A$6:$A$1806,Data!C$6:C$1806)","v":3742.5244140625},null,null,null,22.39990234375,21.890590850404354,null,null,0,3803.5869543479816,{"$f":"AVERAGE(D$79:D456)","v":3769.1457467861278},{"$f":"AVERAGE(M$79:M456)","v":3787.7666125948999},3780.8494612803897,{"$f":"AVERAGE(P$79:P456)","v":3756.5018489068111},null,null,null,null,40098.111087962257,{"$f":"LOOKUP($V456,Data!$A$6:$A$1806,Data!$B$6:$B$1806)","v":59.972000122070313},{"$f":"LOOKUP($V456,Data!$A$6:$A$1806,Data!$C$6:$C$1806)","v":3742.5244140625},{"$f":"LOOKUP($V456,Data!$A$6:$A$1806,Data!$D$6:$D$1806)","v":350},{"$f":"IF($Z$1=\"+\",LOOKUP($V456,Data!$A$6:$A$1806,Data!$E$6:$E$1806)*-1,LOOKUP($V456,Data!$A$6:$A$1806,Data!$E$6:$E$1806))","v":-164.97340393066406},{"$f":"LOOKUP($V456,Data!$A$6:$A$1806,Data!$F$6:$F$1806)","v":0},{"$f":"LOOKUP($V456,Data!$A$6:$A$1806,Data!$G$6:$G$1806)","v":209.5},{"$f":"LOOKUP($V456,Data!$A$6:$A$1806,Data!$H$6:$H$1806)","v":10},{"$f":"LOOKUP($V456,Data!$A$6:$A$1806,Data!$I$6:$I$1806)","v":0},{"$f":"LOOKUP($V456,Data!$A$6:$A$1806,Data!$J$6:$J$1806)","v":-103},{"$f":"LOOKUP($V456,Data!$A$6:$A$1806,Data!$K$6:$K$1806)","v":7638.27},22.39990234375]
[null,40098.111111110404,{"$f":"LOOKUP(B457,Data!$A$6:$A$1806,Data!B$6:B$1806)","v":59.972000122070313},{"$f":"LOOKUP(B457,Data!$A$6:$A$1806,Data!C$6:C$1806)","v":3742.5244140625},null,null,null,22.39990234375,22.06884987307533,null,null,0,3803.7652133706524,{"$f":"AVERAGE(D$79:D457)","v":3769.075505802688},{"$f":"AVERAGE(M$79:M457)","v":3787.8088252618541},3780.8494612803897,{"$f":"AVERAGE(P$79:P457)","v":3756.5662605797565},null,null,null,null,40098.111111110404,{"$f":"LOOKUP($V457,Data!$A$6:$A$1806,Data!$B$6:$B$1806)","v":59.972000122070313},{"$f":"LOOKUP($V457,Data!$A$6:$A$1806,Data!$C$6:$C$1806)","v":3742.5244140625},{"$f":"LOOKUP($V457,Data!$A$6:$A$1806,Data!$D$6:$D$1806)","v":350},{"$f":"IF($Z$1=\"+\",LOOKUP($V457,Data!$A$6:$A$1806,Data!$E$6:$E$1806)*-1,LOOKUP($V457,Data!$A$6:$A$1806,Data!$E$6:$E$1806))","v":-164.97340393066406},{"$f":"LOOKUP($V457,Data!$A$6:$A$1806,Data!$F$6:$F$1806)","v":0},{"$f":"LOOKUP($V457,Data!$A$6:$A$1806,Data!$G$6:$G$1806)","v":209.5},{"$f":"LOOKUP($V457,Data!$A$6:$A$1806,Data!$H$6:$H$1806)","v":10},{"$f":"LOOKUP($V457,Data!$A$6:$A$1806,Data!$I$6:$I$1806)","v":0},{"$f":"LOOKUP($V457,Data!$A$6:$A$1806,Data!$J$6:$J$1806)","v":-103},{"$f":"LOOKUP($V457,Data!$A$6:$A$1806,Data!$K$6:$K$1806)","v":7638.27},22.39990234375]
[null,40098.11113425855,{"$f":"LOOKUP(B458,Data!$A$6:$A$1806,Data!B$6:B$1806)","v":59.977001190185547},{"$f":"LOOKUP(B458,Data!$A$6:$A$1806,Data!C$6:C$1806)","v":3741.72314453125},null,null,null,18.3990478515625,20.784419165545842,null,null,0,3802.4807826631231,{"$f":"AVERAGE(D$79:D458)","v":3769.0035259046053},{"$f":"AVERAGE(M$79:M458)","v":3787.847435676068},3780.8494612803897,{"$f":"AVERAGE(P$79:P458)","v":3756.6303323494149},null,null,null,null,40098.11113425855,{"$f":"LOOKUP($V458,Data!$A$6:$A$1806,Data!$B$6:$B$1806)","v":59.977001190185547},{"$f":"LOOKUP($V458,Data!$A$6:$A$1806,Data!$C$6:$C$1806)","v":3741.72314453125},{"$f":"LOOKUP($V458,Data!$A$6:$A$1806,Data!$D$6:$D$1806)","v":350},{"$f":"IF($Z$1=\"+\",LOOKUP($V458,Data!$A$6:$A$1806,Data!$E$6:$E$1806)*-1,LOOKUP($V458,Data!$A$6:$A$1806,Data!$E$6:$E$1806))","v":-164.97340393066406},{"$f":"LOOKUP($V458,Data!$A$6:$A$1806,Data!$F$6:$F$1806)","v":0},{"$f":"LOOKUP($V458,Data!$A$6:$A$1806,Data!$G$6:$G$1806)","v":210},{"$f":"LOOKUP($V458,Data!$A$6:$A$1806,Data!$H$6:$H$1806)","v":10},{"$f":"LOOKUP($V458,Data!$A$6:$A$1806,Data!$I$6:$I$1806)","v":0},{"$f":"LOOKUP($V458,Data!$A$6:$A$1806,Data!$J$6:$J$1806)","v":-103},{"$f":"LOOKUP($V458,Data!$A$6:$A$1806,Data!$K$6:$K$1806)","v":7638.6},18.3990478515625]
[null,40098.111157406696,{"$f":"LOOKUP(B459,Data!$A$6:$A$1806,Data!B$6:B$1806)","v":59.977001190185547},{"$f":"LOOKUP(B459,Data!$A$6:$A$1806,Data!C$6:C$1806)","v":3741.72314453125},null,null,null,18.3990478515625,19.949539205651675,null,null,0,3801.6459027032288,{"$f":"AVERAGE(D$79:D459)","v":3768.9319238537564},{"$f":"AVERAGE(M$79:M459)","v":3787.8836521249586},3780.8494612803897,{"$f":"AVERAGE(P$79:P459)","v":3756.6940668992329},null,null,null,null,40098.111157406696,{"$f":"LOOKUP($V459,Data!$A$6:$A$1806,Data!$B$6:$B$1806)","v":59.977001190185547},{"$f":"LOOKUP($V459,Data!$A$6:$A$1806,Data!$C$6:$C$1806)","v":3741.72314453125},{"$f":"LOOKUP($V459,Data!$A$6:$A$1806,Data!$D$6:$D$1806)","v":350},{"$f":"IF($Z$1=\"+\",LOOKUP($V459,Data!$A$6:$A$1806,Data!$E$6:$E$1806)*-1,LOOKUP($V459,Data!$A$6:$A$1806,Data!$E$6:$E$1806))","v":-164.97340393066406},{"$f":"LOOKUP($V459,Data!$A$6:$A$1806,Data!$F$6:$F$1806)","v":0},{"$f":"LOOKUP($V459,Data!$A$6:$A$1806,Data!$G$6:$G$1806)","v":210},{"$f":"LOOKUP($V459,Data!$A$6:$A$1806,Data!$H$6:$H$1806)","v":10},{"$f":"LOOKUP($V459,Data!$A$6:$A$1806,Data!$I$6:$I$1806)","v":0},{"$f":"LOOKUP($V459,Data!$A$6:$A$1806,Data!$J$6:$J$1806)","v":-103},{"$f":"LOOKUP($V459,Data!$A$6:$A$1806,Data!$K$6:$K$1806)","v":7638.6},18.3990478515625]
[null,40098.111180554843,{"$f":"LOOKUP(B460,Data!$A$6:$A$1806,Data!B$6:B$1806)","v":59.978000640869141},{"$f":"LOOKUP(B460,Data!$A$6:$A$1806,Data!C$6:C$1806)","v":3740.629150390625},null,null,null,17.5994873046875,19.127021040314212,null,null,0,3800.8233845378913,{"$f":"AVERAGE(D$79:D460)","v":3768.8578328237481},{"$f":"AVERAGE(M$79:M460)","v":3787.9175257700185},3780.8494612803897,{"$f":"AVERAGE(P$79:P460)","v":3756.757466884485},null,null,null,null,40098.111180554843,{"$f":"LOOKUP($V460,Data!$A$6:$A$1806,Data!$B$6:$B$1806)","v":59.978000640869141},{"$f":"LOOKUP($V460,Data!$A$6:$A$1806,Data!$C$6:$C$1806)","v":3740.629150390625},{"$f":"LOOKUP($V460,Data!$A$6:$A$1806,Data!$D$6:$D$1806)","v":350},{"$f":"IF($Z$1=\"+\",LOOKUP($V460,Data!$A$6:$A$1806,Data!$E$6:$E$1806)*-1,LOOKUP($V460,Data!$A$6:$A$1806,Data!$E$6:$E$1806))","v":-164.97340393066406},{"$f":"LOOKUP($V460,Data!$A$6:$A$1806,Data!$F$6:$F$1806)","v":0},{"$f":"LOOKUP($V460,Data!$A$6:$A$1806,Data!$G$6:$G$1806)","v":210.5},{"$f":"LOOKUP($V460,Data!$A$6:$A$1806,Data!$H$6:$H$1806)","v":10},{"$f":"LOOKUP($V460,Data!$A$6:$A$1806,Data!$I$6:$I$1806)","v":0},{"$f":"LOOKUP($V460,Data!$A$6:$A$1806,Data!$J$6:$J$1806)","v":-103},{"$f":"LOOKUP($V460,Data!$A$6:$A$1806,Data!$K$6:$K$1806)","v":7638.93},17.5994873046875]
[null,40098.111203702989,{"$f":"LOOKUP(B461,Data!$A$6:$A$1806,Data!B$6:B$1806)","v":59.978000640869141},{"$f":"LOOKUP(B461,Data!$A$6:$A$1806,Data!C$6:C$1806)","v":3740.629150390625},null,null,null,17.5994873046875,18.592384232844864,null,null,0,3800.2887477304221,{"$f":"AVERAGE(D$79:D461)","v":3768.7841286920693},{"$f":"AVERAGE(M$79:M461)","v":3787.9498266106461},3780.8494612803897,{"$f":"AVERAGE(P$79:P461)","v":3756.8205349326417},null,null,null,null,40098.111203702989,{"$f":"LOOKUP($V461,Data!$A$6:$A$1806,Data!$B$6:$B$1806)","v":59.978000640869141},{"$f":"LOOKUP($V461,Data!$A$6:$A$1806,Data!$C$6:$C$1806)","v":3740.629150390625},{"$f":"LOOKUP($V461,Data!$A$6:$A$1806,Data!$D$6:$D$1806)","v":350},{"$f":"IF($Z$1=\"+\",LOOKUP($V461,Data!$A$6:$A$1806,Data!$E$6:$E$1806)*-1,LOOKUP($V461,Data!$A$6:$A$1806,Data!$E$6:$E$1806))","v":-164.97340393066406},{"$f":"LOOKUP($V461,Data!$A$6:$A$1806,Data!$F$6:$F$1806)","v":0},{"$f":"LOOKUP($V461,Data!$A$6:$A$1806,Data!$G$6:$G$1806)","v":210.5},{"$f":"LOOKUP($V461,Data!$A$6:$A$1806,Data!$H$6:$H$1806)","v":10},{"$f":"LOOKUP($V461,Data!$A$6:$A$1806,Data!$I$6:$I$1806)","v":0},{"$f":"LOOKUP($V461,Data!$A$6:$A$1806,Data!$J$6:$J$1806)","v":-103},{"$f":"LOOKUP($V461,Data!$A$6:$A$1806,Data!$K$6:$K$1806)","v":7638.93},17.5994873046875]
[null,40098.111226851135,{"$f":"LOOKUP(B462,Data!$A$6:$A$1806,Data!B$6:B$1806)","v":59.972999572753906},{"$f":"LOOKUP(B462,Data!$A$6:$A$1806,Data!C$6:C$1806)","v":3740.775146484375},null,null,null,21.600341796875,19.64516938025541,null,null,0,3801.3415328778328,{"$f":"AVERAGE(D$79:D462)","v":3768.7111886342368},{"$f":"AVERAGE(M$79:M462)","v":3787.9847008457168},3780.8494612803897,{"$f":"AVERAGE(P$79:P462)","v":3756.8832736437321},null,null,null,null,40098.111226851135,{"$f":"LOOKUP($V462,Data!$A$6:$A$1806,Data!$B$6:$B$1806)","v":59.972999572753906},{"$f":"LOOKUP($V462,Data!$A$6:$A$1806,Data!$C$6:$C$1806)","v":3740.775146484375},{"$f":"LOOKUP($V462,Data!$A$6:$A$1806,Data!$D$6:$D$1806)","v":350},{"$f":"IF($Z$1=\"+\",LOOKUP($V462,Data!$A$6:$A$1806,Data!$E$6:$E$1806)*-1,LOOKUP($V462,Data!$A$6:$A$1806,Data!$E$6:$E$1806))","v":-164.97340393066406},{"$f":"LOOKUP($V462,Data!$A$6:$A$1806,Data!$F$6:$F$1806)","v":0},{"$f":"LOOKUP($V462,Data!$A$6:$A$1806,Data!$G$6:$G$1806)","v":211},{"$f":"LOOKUP($V462,Data!$A$6:$A$1806,Data!$H$6:$H$1806)","v":10},{"$f":"LOOKUP($V462,Data!$A$6:$A$1806,Data!$I$6:$I$1806)","v":0},{"$f":"LOOKUP($V462,Data!$A$6:$A$1806,Data!$J$6:$J$1806)","v":-103},{"$f":"LOOKUP($V462,Data!$A$6:$A$1806,Data!$K$6:$K$1806)","v":7639.26},21.600341796875]
[null,40098.111249999281,{"$f":"LOOKUP(B463,Data!$A$6:$A$1806,Data!B$6:B$1806)","v":59.972999572753906},{"$f":"LOOKUP(B463,Data!$A$6:$A$1806,Data!C$6:C$1806)","v":3740.775146484375},null,null,null,21.600341796875,20.329479726072265,null,null,0,3802.0258432236496,{"$f":"AVERAGE(D$79:D463)","v":3768.6386274857955},{"$f":"AVERAGE(M$79:M463)","v":3788.0211713453996},3780.8494612803897,{"$f":"AVERAGE(P$79:P463)","v":3756.9456855907024},null,null,null,null,40098.111249999281,{"$f":"LOOKUP($V463,Data!$A$6:$A$1806,Data!$B$6:$B$1806)","v":59.972999572753906},{"$f":"LOOKUP($V463,Data!$A$6:$A$1806,Data!$C$6:$C$1806)","v":3740.775146484375},{"$f":"LOOKUP($V463,Data!$A$6:$A$1806,Data!$D$6:$D$1806)","v":350},{"$f":"IF($Z$1=\"+\",LOOKUP($V463,Data!$A$6:$A$1806,Data!$E$6:$E$1806)*-1,LOOKUP($V463,Data!$A$6:$A$1806,Data!$E$6:$E$1806))","v":-164.97340393066406},{"$f":"LOOKUP($V463,Data!$A$6:$A$1806,Data!$F$6:$F$1806)","v":0},{"$f":"LOOKUP($V463,Data!$A$6:$A$1806,Data!$G$6:$G$1806)","v":211},{"$f":"LOOKUP($V463,Data!$A$6:$A$1806,Data!$H$6:$H$1806)","v":10},{"$f":"LOOKUP($V463,Data!$A$6:$A$1806,Data!$I$6:$I$1806)","v":0},{"$f":"LOOKUP($V463,Data!$A$6:$A$1806,Data!$J$6:$J$1806)","v":-103},{"$f":"LOOKUP($V463,Data!$A$6:$A$1806,Data!$K$6:$K$1806)","v":7639.26},21.600341796875]
[null,40098.111273147428,{"$f":"LOOKUP(B464,Data!$A$6:$A$1806,Data!B$6:B$1806)","v":59.977001190185547},{"$f":"LOOKUP(B464,Data!$A$6:$A$1806,Data!C$6:C$1806)","v":3741.267822265625},null,null,null,18.3990478515625,19.653828569993848,null,null,{"$f":"IF(B464>G$3,0,(K$21*0.000023148/K$22))","v":0},{"$f":"M463+L464+(I464-I463)","v":3801.3501920675712},{"$f":"AVERAGE(D$79:D464)","v":3768.5677186639814},{"$f":"AVERAGE(M$79:M464)","v":3788.0557024871673},3780.8494612803897,{"$f":"AVERAGE(P$79:P464)","v":3757.0077733197659},null,null,null,null,40098.111273147428,{"$f":"LOOKUP($V464,Data!$A$6:$A$1806,Data!$B$6:$B$1806)","v":59.977001190185547},{"$f":"LOOKUP($V464,Data!$A$6:$A$1806,Data!$C$6:$C$1806)","v":3741.267822265625},{"$f":"LOOKUP($V464,Data!$A$6:$A$1806,Data!$D$6:$D$1806)","v":350},{"$f":"IF($Z$1=\"+\",LOOKUP($V464,Data!$A$6:$A$1806,Data!$E$6:$E$1806)*-1,LOOKUP($V464,Data!$A$6:$A$1806,Data!$E$6:$E$1806))","v":-157.62808227539062},{"$f":"LOOKUP($V464,Data!$A$6:$A$1806,Data!$F$6:$F$1806)","v":0},{"$f":"LOOKUP($V464,Data!$A$6:$A$1806,Data!$G$6:$G$1806)","v":211.5},{"$f":"LOOKUP($V464,Data!$A$6:$A$1806,Data!$H$6:$H$1806)","v":10},{"$f":"LOOKUP($V464,Data!$A$6:$A$1806,Data!$I$6:$I$1806)","v":0},{"$f":"LOOKUP($V464,Data!$A$6:$A$1806,Data!$J$6:$J$1806)","v":-103},{"$f":"LOOKUP($V464,Data!$A$6:$A$1806,Data!$K$6:$K$1806)","v":7639.59},18.3990478515625]
[null,40098.111296295574,{"$f":"LOOKUP(B465,Data!$A$6:$A$1806,Data!B$6:B$1806)","v":59.977001190185547},{"$f":"LOOKUP(B465,Data!$A$6:$A$1806,Data!C$6:C$1806)","v":3741.267822265625},null,null,null,18.3990478515625,19.214655318542874,null,null,0,3800.9110188161203,{"$f":"AVERAGE(D$79:D465)","v":3768.4971762960272},{"$f":"AVERAGE(M$79:M465)","v":3788.0889203588181},3780.8494612803897,{"$f":"AVERAGE(P$79:P465)","v":3757.0695393507517},null,null,null,null,{"$f":"V464+TIME(0,0,$B$1)","v":40098.111296295574},{"$f":"LOOKUP($V465,Data!$A$6:$A$1806,Data!$B$6:$B$1806)","v":59.977001190185547},{"$f":"LOOKUP($V465,Data!$A$6:$A$1806,Data!$C$6:$C$1806)","v":3741.267822265625},{"$f":"LOOKUP($V465,Data!$A$6:$A$1806,Data!$D$6:$D$1806)","v":350},{"$f":"IF($Z$1=\"+\",LOOKUP($V465,Data!$A$6:$A$1806,Data!$E$6:$E$1806)*-1,LOOKUP($V465,Data!$A$6:$A$1806,Data!$E$6:$E$1806))","v":-157.62808227539062},{"$f":"LOOKUP($V465,Data!$A$6:$A$1806,Data!$F$6:$F$1806)","v":0},{"$f":"LOOKUP($V465,Data!$A$6:$A$1806,Data!$G$6:$G$1806)","v":211.5},{"$f":"LOOKUP($V465,Data!$A$6:$A$1806,Data!$H$6:$H$1806)","v":10},{"$f":"LOOKUP($V465,Data!$A$6:$A$1806,Data!$I$6:$I$1806)","v":0},{"$f":"LOOKUP($V465,Data!$A$6:$A$1806,Data!$J$6:$J$1806)","v":-103},{"$f":"LOOKUP($V465,Data!$A$6:$A$1806,Data!$K$6:$K$1806)","v":7639.59},18.3990478515625]
[null,40098.11131944372,{"$f":"LOOKUP(B466,Data!$A$6:$A$1806,Data!B$6:B$1806)","v":59.978000640869141},{"$f":"LOOKUP(B466,Data!$A$6:$A$1806,Data!C$6:C$1806)","v":3738.9658203125},null,null,null,17.5994873046875,18.649346513693494,null,null,0,3800.345710011271,{"$f":"AVERAGE(D$79:D466)","v":3768.4210645538014},{"$f":"AVERAGE(M$79:M466)","v":3788.1205100228708},{"$f":"P465+L466","v":3780.8494612803897},{"$f":"AVERAGE(P$79:P466)","v":3757.130986177443},null,null,null,null,40098.11131944372,{"$f":"LOOKUP($V466,Data!$A$6:$A$1806,Data!$B$6:$B$1806)","v":59.978000640869141},{"$f":"LOOKUP($V466,Data!$A$6:$A$1806,Data!$C$6:$C$1806)","v":3738.9658203125},{"$f":"LOOKUP($V466,Data!$A$6:$A$1806,Data!$D$6:$D$1806)","v":350},{"$f":"IF($Z$1=\"+\",LOOKUP($V466,Data!$A$6:$A$1806,Data!$E$6:$E$1806)*-1,LOOKUP($V466,Data!$A$6:$A$1806,Data!$E$6:$E$1806))","v":-157.62808227539062},{"$f":"LOOKUP($V466,Data!$A$6:$A$1806,Data!$F$6:$F$1806)","v":0},{"$f":"LOOKUP($V466,Data!$A$6:$A$1806,Data!$G$6:$G$1806)","v":212},{"$f":"LOOKUP($V466,Data!$A$6:$A$1806,Data!$H$6:$H$1806)","v":10},{"$f":"LOOKUP($V466,Data!$A$6:$A$1806,Data!$I$6:$I$1806)","v":0},{"$f":"LOOKUP($V466,Data!$A$6:$A$1806,Data!$J$6:$J$1806)","v":-103},{"$f":"LOOKUP($V466,Data!$A$6:$A$1806,Data!$K$6:$K$1806)","v":7639.92},17.5994873046875]
[null,40098.111342591867,{"$f":"LOOKUP(B467,Data!$A$6:$A$1806,Data!B$6:B$1806)","v":59.978000640869141},{"$f":"LOOKUP(B467,Data!$A$6:$A$1806,Data!C$6:C$1806)","v":3738.9658203125},null,null,null,17.5994873046875,18.281895790541398,null,null,0,3799.9782592881188,{"$f":"AVERAGE(D$79:D467)","v":3768.3453441315874},{"$f":"AVERAGE(M$79:M467)","v":3788.1509926687963},3780.8494612803897,{"$f":"AVERAGE(P$79:P467)","v":3757.1921162679141},null,null,null,null,40098.111342591867,{"$f":"LOOKUP($V467,Data!$A$6:$A$1806,Data!$B$6:$B$1806)","v":59.978000640869141},{"$f":"LOOKUP($V467,Data!$A$6:$A$1806,Data!$C$6:$C$1806)","v":3738.9658203125},{"$f":"LOOKUP($V467,Data!$A$6:$A$1806,Data!$D$6:$D$1806)","v":350},{"$f":"IF($Z$1=\"+\",LOOKUP($V467,Data!$A$6:$A$1806,Data!$E$6:$E$1806)*-1,LOOKUP($V467,Data!$A$6:$A$1806,Data!$E$6:$E$1806))","v":-157.62808227539062},{"$f":"LOOKUP($V467,Data!$A$6:$A$1806,Data!$F$6:$F$1806)","v":0},{"$f":"LOOKUP($V467,Data!$A$6:$A$1806,Data!$G$6:$G$1806)","v":212},{"$f":"LOOKUP($V467,Data!$A$6:$A$1806,Data!$H$6:$H$1806)","v":10},{"$f":"LOOKUP($V467,Data!$A$6:$A$1806,Data!$I$6:$I$1806)","v":0},{"$f":"LOOKUP($V467,Data!$A$6:$A$1806,Data!$J$6:$J$1806)","v":-103},{"$f":"LOOKUP($V467,Data!$A$6:$A$1806,Data!$K$6:$K$1806)","v":7639.92},17.5994873046875]
[null,40098.111365740013,{"$f":"LOOKUP(B468,Data!$A$6:$A$1806,Data!B$6:B$1806)","v":59.980998992919922},{"$f":"LOOKUP(B468,Data!$A$6:$A$1806,Data!C$6:C$1806)","v":3738.878662109375},null,null,null,15.2008056640625,17.203514246273784,null,null,0,3798.899877743851,{"$f":"AVERAGE(D$79:D468)","v":3768.2697885366588},{"$f":"AVERAGE(M$79:M468)","v":3788.1785539125785},3780.8494612803897,{"$f":"AVERAGE(P$79:P468)","v":3757.2529320648614},null,null,null,null,40098.111365740013,{"$f":"LOOKUP($V468,Data!$A$6:$A$1806,Data!$B$6:$B$1806)","v":59.980998992919922},{"$f":"LOOKUP($V468,Data!$A$6:$A$1806,Data!$C$6:$C$1806)","v":3738.878662109375},{"$f":"LOOKUP($V468,Data!$A$6:$A$1806,Data!$D$6:$D$1806)","v":350},{"$f":"IF($Z$1=\"+\",LOOKUP($V468,Data!$A$6:$A$1806,Data!$E$6:$E$1806)*-1,LOOKUP($V468,Data!$A$6:$A$1806,Data!$E$6:$E$1806))","v":-157.62808227539062},{"$f":"LOOKUP($V468,Data!$A$6:$A$1806,Data!$F$6:$F$1806)","v":0},{"$f":"LOOKUP($V468,Data!$A$6:$A$1806,Data!$G$6:$G$1806)","v":212.5},{"$f":"LOOKUP($V468,Data!$A$6:$A$1806,Data!$H$6:$H$1806)","v":10},{"$f":"LOOKUP($V468,Data!$A$6:$A$1806,Data!$I$6:$I$1806)","v":0},{"$f":"LOOKUP($V468,Data!$A$6:$A$1806,Data!$J$6:$J$1806)","v":-103},{"$f":"LOOKUP($V468,Data!$A$6:$A$1806,Data!$K$6:$K$1806)","v":7640.25},15.2008056640625]
[null,40098.111388888159,{"$f":"LOOKUP(B469,Data!$A$6:$A$1806,Data!B$6:B$1806)","v":59.980998992919922},{"$f":"LOOKUP(B469,Data!$A$6:$A$1806,Data!C$6:C$1806)","v":3738.878662109375},null,null,null,15.2008056640625,16.502566242499835,null,null,0,3798.1989297400769,{"$f":"AVERAGE(D$79:D469)","v":3768.1946194153611},{"$f":"AVERAGE(M$79:M469)","v":3788.2041814722397},3780.8494612803897,{"$f":"AVERAGE(P$79:P469)","v":3757.3134359859264},null,null,null,null,40098.111388888159,{"$f":"LOOKUP($V469,Data!$A$6:$A$1806,Data!$B$6:$B$1806)","v":59.980998992919922},{"$f":"LOOKUP($V469,Data!$A$6:$A$1806,Data!$C$6:$C$1806)","v":3738.878662109375},{"$f":"LOOKUP($V469,Data!$A$6:$A$1806,Data!$D$6:$D$1806)","v":350},{"$f":"IF($Z$1=\"+\",LOOKUP($V469,Data!$A$6:$A$1806,Data!$E$6:$E$1806)*-1,LOOKUP($V469,Data!$A$6:$A$1806,Data!$E$6:$E$1806))","v":-157.62808227539062},{"$f":"LOOKUP($V469,Data!$A$6:$A$1806,Data!$F$6:$F$1806)","v":0},{"$f":"LOOKUP($V469,Data!$A$6:$A$1806,Data!$G$6:$G$1806)","v":212.5},{"$f":"LOOKUP($V469,Data!$A$6:$A$1806,Data!$H$6:$H$1806)","v":10},{"$f":"LOOKUP($V469,Data!$A$6:$A$1806,Data!$I$6:$I$1806)","v":0},{"$f":"LOOKUP($V469,Data!$A$6:$A$1806,Data!$J$6:$J$1806)","v":-103},{"$f":"LOOKUP($V469,Data!$A$6:$A$1806,Data!$K$6:$K$1806)","v":7640.25},15.2008056640625]
[null,40098.111412036305,{"$f":"LOOKUP(B470,Data!$A$6:$A$1806,Data!B$6:B$1806)","v":59.9739990234375},{"$f":"LOOKUP(B470,Data!$A$6:$A$1806,Data!C$6:C$1806)","v":3738.1015625},null,null,null,20.80078125,18.006941495124892,null,null,0,3799.7033049927018,{"$f":"AVERAGE(D$79:D470)","v":3768.1178514130261},{"$f":"AVERAGE(M$79:M470)","v":3788.2335159710165},3780.8494612803897,{"$f":"AVERAGE(P$79:P470)","v":3757.3736304240192},null,null,null,null,40098.111412036305,{"$f":"LOOKUP($V470,Data!$A$6:$A$1806,Data!$B$6:$B$1806)","v":59.9739990234375},{"$f":"LOOKUP($V470,Data!$A$6:$A$1806,Data!$C$6:$C$1806)","v":3738.1015625},{"$f":"LOOKUP($V470,Data!$A$6:$A$1806,Data!$D$6:$D$1806)","v":350},{"$f":"IF($Z$1=\"+\",LOOKUP($V470,Data!$A$6:$A$1806,Data!$E$6:$E$1806)*-1,LOOKUP($V470,Data!$A$6:$A$1806,Data!$E$6:$E$1806))","v":-157.62808227539062},{"$f":"LOOKUP($V470,Data!$A$6:$A$1806,Data!$F$6:$F$1806)","v":0},{"$f":"LOOKUP($V470,Data!$A$6:$A$1806,Data!$G$6:$G$1806)","v":213},{"$f":"LOOKUP($V470,Data!$A$6:$A$1806,Data!$H$6:$H$1806)","v":10},{"$f":"LOOKUP($V470,Data!$A$6:$A$1806,Data!$I$6:$I$1806)","v":0},{"$f":"LOOKUP($V470,Data!$A$6:$A$1806,Data!$J$6:$J$1806)","v":-103},{"$f":"LOOKUP($V470,Data!$A$6:$A$1806,Data!$K$6:$K$1806)","v":7640.58},20.80078125]
[null,40098.111435184452,{"$f":"LOOKUP(B471,Data!$A$6:$A$1806,Data!B$6:B$1806)","v":59.9739990234375},{"$f":"LOOKUP(B471,Data!$A$6:$A$1806,Data!C$6:C$1806)","v":3738.1015625},null,null,null,20.80078125,18.984785409331177,null,null,0,3800.6811489069082,{"$f":"AVERAGE(D$79:D471)","v":3768.0414740875476},{"$f":"AVERAGE(M$79:M471)","v":3788.2651893372658},3780.8494612803897,{"$f":"AVERAGE(P$79:P471)","v":3757.4335177476323},null,null,null,null,40098.111435184452,{"$f":"LOOKUP($V471,Data!$A$6:$A$1806,Data!$B$6:$B$1806)","v":59.9739990234375},{"$f":"LOOKUP($V471,Data!$A$6:$A$1806,Data!$C$6:$C$1806)","v":3738.1015625},{"$f":"LOOKUP($V471,Data!$A$6:$A$1806,Data!$D$6:$D$1806)","v":350},{"$f":"IF($Z$1=\"+\",LOOKUP($V471,Data!$A$6:$A$1806,Data!$E$6:$E$1806)*-1,LOOKUP($V471,Data!$A$6:$A$1806,Data!$E$6:$E$1806))","v":-157.62808227539062},{"$f":"LOOKUP($V471,Data!$A$6:$A$1806,Data!$F$6:$F$1806)","v":0},{"$f":"LOOKUP($V471,Data!$A$6:$A$1806,Data!$G$6:$G$1806)","v":213},{"$f":"LOOKUP($V471,Data!$A$6:$A$1806,Data!$H$6:$H$1806)","v":10},{"$f":"LOOKUP($V471,Data!$A$6:$A$1806,Data!$I$6:$I$1806)","v":0},{"$f":"LOOKUP($V471,Data!$A$6:$A$1806,Data!$J$6:$J$1806)","v":-103},{"$f":"LOOKUP($V471,Data!$A$6:$A$1806,Data!$K$6:$K$1806)","v":7640.58},20.80078125]
[null,40098.111458332598,{"$f":"LOOKUP(B472,Data!$A$6:$A$1806,Data!B$6:B$1806)","v":59.971000671386719},{"$f":"LOOKUP(B472,Data!$A$6:$A$1806,Data!C$6:C$1806)","v":3743.5068359375},null,null,null,23.199462890625,20.459922527784016,null,null,0,3802.1562860253612,{"$f":"AVERAGE(D$79:D472)","v":3767.9792034323445},{"$f":"AVERAGE(M$79:M472)","v":3788.300445927845},3780.8494612803897,{"$f":"AVERAGE(P$79:P472)","v":3757.4931003011507},null,null,null,null,40098.111458332598,{"$f":"LOOKUP($V472,Data!$A$6:$A$1806,Data!$B$6:$B$1806)","v":59.971000671386719},{"$f":"LOOKUP($V472,Data!$A$6:$A$1806,Data!$C$6:$C$1806)","v":3743.5068359375},{"$f":"LOOKUP($V472,Data!$A$6:$A$1806,Data!$D$6:$D$1806)","v":350},{"$f":"IF($Z$1=\"+\",LOOKUP($V472,Data!$A$6:$A$1806,Data!$E$6:$E$1806)*-1,LOOKUP($V472,Data!$A$6:$A$1806,Data!$E$6:$E$1806))","v":-157.62808227539062},{"$f":"LOOKUP($V472,Data!$A$6:$A$1806,Data!$F$6:$F$1806)","v":0},{"$f":"LOOKUP($V472,Data!$A$6:$A$1806,Data!$G$6:$G$1806)","v":213.5},{"$f":"LOOKUP($V472,Data!$A$6:$A$1806,Data!$H$6:$H$1806)","v":10},{"$f":"LOOKUP($V472,Data!$A$6:$A$1806,Data!$I$6:$I$1806)","v":0},{"$f":"LOOKUP($V472,Data!$A$6:$A$1806,Data!$J$6:$J$1806)","v":-103},{"$f":"LOOKUP($V472,Data!$A$6:$A$1806,Data!$K$6:$K$1806)","v":7640.91},23.199462890625]
[null,40098.111481480744,{"$f":"LOOKUP(B473,Data!$A$6:$A$1806,Data!B$6:B$1806)","v":59.971000671386719},{"$f":"LOOKUP(B473,Data!$A$6:$A$1806,Data!C$6:C$1806)","v":3743.5068359375},null,null,null,23.199462890625,21.418761654778361,null,null,0,3803.1151251523556,{"$f":"AVERAGE(D$79:D473)","v":3767.9172480715979},{"$f":"AVERAGE(M$79:M473)","v":3788.3379514448688},3780.8494612803897,{"$f":"AVERAGE(P$79:P473)","v":3757.5523804051586},null,null,null,null,40098.111481480744,{"$f":"LOOKUP($V473,Data!$A$6:$A$1806,Data!$B$6:$B$1806)","v":59.971000671386719},{"$f":"LOOKUP($V473,Data!$A$6:$A$1806,Data!$C$6:$C$1806)","v":3743.5068359375},{"$f":"LOOKUP($V473,Data!$A$6:$A$1806,Data!$D$6:$D$1806)","v":350},{"$f":"IF($Z$1=\"+\",LOOKUP($V473,Data!$A$6:$A$1806,Data!$E$6:$E$1806)*-1,LOOKUP($V473,Data!$A$6:$A$1806,Data!$E$6:$E$1806))","v":-157.62808227539062},{"$f":"LOOKUP($V473,Data!$A$6:$A$1806,Data!$F$6:$F$1806)","v":0},{"$f":"LOOKUP($V473,Data!$A$6:$A$1806,Data!$G$6:$G$1806)","v":213.5},{"$f":"LOOKUP($V473,Data!$A$6:$A$1806,Data!$H$6:$H$1806)","v":10},{"$f":"LOOKUP($V473,Data!$A$6:$A$1806,Data!$I$6:$I$1806)","v":0},{"$f":"LOOKUP($V473,Data!$A$6:$A$1806,Data!$J$6:$J$1806)","v":-103},{"$f":"LOOKUP($V473,Data!$A$6:$A$1806,Data!$K$6:$K$1806)","v":7640.91},23.199462890625]
[null,40098.111504628891,{"$f":"LOOKUP(B474,Data!$A$6:$A$1806,Data!B$6:B$1806)","v":59.972000122070313},{"$f":"LOOKUP(B474,Data!$A$6:$A$1806,Data!C$6:C$1806)","v":3745.250732421875},null,null,null,22.39990234375,21.762160895918434,null,null,0,3803.4585243934957,{"$f":"AVERAGE(D$79:D474)","v":3767.8600093957148},{"$f":"AVERAGE(M$79:M474)","v":3788.3761347098903},3780.8494612803897,{"$f":"AVERAGE(P$79:P474)","v":3757.611360356741},null,null,null,null,40098.111504628891,{"$f":"LOOKUP($V474,Data!$A$6:$A$1806,Data!$B$6:$B$1806)","v":59.972000122070313},{"$f":"LOOKUP($V474,Data!$A$6:$A$1806,Data!$C$6:$C$1806)","v":3745.250732421875},{"$f":"LOOKUP($V474,Data!$A$6:$A$1806,Data!$D$6:$D$1806)","v":350},{"$f":"IF($Z$1=\"+\",LOOKUP($V474,Data!$A$6:$A$1806,Data!$E$6:$E$1806)*-1,LOOKUP($V474,Data!$A$6:$A$1806,Data!$E$6:$E$1806))","v":-155.53170776367187},{"$f":"LOOKUP($V474,Data!$A$6:$A$1806,Data!$F$6:$F$1806)","v":0},{"$f":"LOOKUP($V474,Data!$A$6:$A$1806,Data!$G$6:$G$1806)","v":214},{"$f":"LOOKUP($V474,Data!$A$6:$A$1806,Data!$H$6:$H$1806)","v":10},{"$f":"LOOKUP($V474,Data!$A$6:$A$1806,Data!$I$6:$I$1806)","v":0},{"$f":"LOOKUP($V474,Data!$A$6:$A$1806,Data!$J$6:$J$1806)","v":-103},{"$f":"LOOKUP($V474,Data!$A$6:$A$1806,Data!$K$6:$K$1806)","v":7641.24},22.39990234375]
[null,40098.111527777037,{"$f":"LOOKUP(B475,Data!$A$6:$A$1806,Data!B$6:B$1806)","v":59.972000122070313},{"$f":"LOOKUP(B475,Data!$A$6:$A$1806,Data!C$6:C$1806)","v":3745.250732421875},null,null,null,22.39990234375,21.985370402659481,null,null,0,3803.6817339002368,{"$f":"AVERAGE(D$79:D475)","v":3767.8030590758817},{"$f":"AVERAGE(M$79:M475)","v":3788.4146878564652},3780.8494612803897,{"$f":"AVERAGE(P$79:P475)","v":3757.6700424297801},null,null,null,null,40098.111527777037,{"$f":"LOOKUP($V475,Data!$A$6:$A$1806,Data!$B$6:$B$1806)","v":59.972000122070313},{"$f":"LOOKUP($V475,Data!$A$6:$A$1806,Data!$C$6:$C$1806)","v":3745.250732421875},{"$f":"LOOKUP($V475,Data!$A$6:$A$1806,Data!$D$6:$D$1806)","v":350},{"$f":"IF($Z$1=\"+\",LOOKUP($V475,Data!$A$6:$A$1806,Data!$E$6:$E$1806)*-1,LOOKUP($V475,Data!$A$6:$A$1806,Data!$E$6:$E$1806))","v":-155.53170776367187},{"$f":"LOOKUP($V475,Data!$A$6:$A$1806,Data!$F$6:$F$1806)","v":0},{"$f":"LOOKUP($V475,Data!$A$6:$A$1806,Data!$G$6:$G$1806)","v":214},{"$f":"LOOKUP($V475,Data!$A$6:$A$1806,Data!$H$6:$H$1806)","v":10},{"$f":"LOOKUP($V475,Data!$A$6:$A$1806,Data!$I$6:$I$1806)","v":0},{"$f":"LOOKUP($V475,Data!$A$6:$A$1806,Data!$J$6:$J$1806)","v":-103},{"$f":"LOOKUP($V475,Data!$A$6:$A$1806,Data!$K$6:$K$1806)","v":7641.24},22.39990234375]
[null,40098.111550925183,{"$f":"LOOKUP(B476,Data!$A$6:$A$1806,Data!B$6:B$1806)","v":59.965999603271484},{"$f":"LOOKUP(B476,Data!$A$6:$A$1806,Data!C$6:C$1806)","v":3747.339599609375},null,null,null,27.2003173828125,23.810601845713038,null,null,0,3805.5069653432906,{"$f":"AVERAGE(D$79:D476)","v":3767.7516433485789},{"$f":"AVERAGE(M$79:M476)","v":3788.4576332772867},3780.8494612803897,{"$f":"AVERAGE(P$79:P476)","v":3757.7284288752476},null,null,null,null,40098.111550925183,{"$f":"LOOKUP($V476,Data!$A$6:$A$1806,Data!$B$6:$B$1806)","v":59.965999603271484},{"$f":"LOOKUP($V476,Data!$A$6:$A$1806,Data!$C$6:$C$1806)","v":3747.339599609375},{"$f":"LOOKUP($V476,Data!$A$6:$A$1806,Data!$D$6:$D$1806)","v":350},{"$f":"IF($Z$1=\"+\",LOOKUP($V476,Data!$A$6:$A$1806,Data!$E$6:$E$1806)*-1,LOOKUP($V476,Data!$A$6:$A$1806,Data!$E$6:$E$1806))","v":-155.53170776367187},{"$f":"LOOKUP($V476,Data!$A$6:$A$1806,Data!$F$6:$F$1806)","v":0},{"$f":"LOOKUP($V476,Data!$A$6:$A$1806,Data!$G$6:$G$1806)","v":214.5},{"$f":"LOOKUP($V476,Data!$A$6:$A$1806,Data!$H$6:$H$1806)","v":10},{"$f":"LOOKUP($V476,Data!$A$6:$A$1806,Data!$I$6:$I$1806)","v":0},{"$f":"LOOKUP($V476,Data!$A$6:$A$1806,Data!$J$6:$J$1806)","v":-103},{"$f":"LOOKUP($V476,Data!$A$6:$A$1806,Data!$K$6:$K$1806)","v":7641.57},27.2003173828125]
[null,40098.111574073329,{"$f":"LOOKUP(B477,Data!$A$6:$A$1806,Data!B$6:B$1806)","v":59.965999603271484},{"$f":"LOOKUP(B477,Data!$A$6:$A$1806,Data!C$6:C$1806)","v":3747.339599609375},null,null,null,27.2003173828125,24.997002283697849,null,null,0,3806.6933657812756,{"$f":"AVERAGE(D$79:D477)","v":3767.7004853442199},{"$f":"AVERAGE(M$79:M477)","v":3788.5033368675222},3780.8494612803897,{"$f":"AVERAGE(P$79:P477)","v":3757.7865219214914},null,null,null,null,40098.111574073329,{"$f":"LOOKUP($V477,Data!$A$6:$A$1806,Data!$B$6:$B$1806)","v":59.965999603271484},{"$f":"LOOKUP($V477,Data!$A$6:$A$1806,Data!$C$6:$C$1806)","v":3747.339599609375},{"$f":"LOOKUP($V477,Data!$A$6:$A$1806,Data!$D$6:$D$1806)","v":350},{"$f":"IF($Z$1=\"+\",LOOKUP($V477,Data!$A$6:$A$1806,Data!$E$6:$E$1806)*-1,LOOKUP($V477,Data!$A$6:$A$1806,Data!$E$6:$E$1806))","v":-155.53170776367187},{"$f":"LOOKUP($V477,Data!$A$6:$A$1806,Data!$F$6:$F$1806)","v":0},{"$f":"LOOKUP($V477,Data!$A$6:$A$1806,Data!$G$6:$G$1806)","v":214.5},{"$f":"LOOKUP($V477,Data!$A$6:$A$1806,Data!$H$6:$H$1806)","v":10},{"$f":"LOOKUP($V477,Data!$A$6:$A$1806,Data!$I$6:$I$1806)","v":0},{"$f":"LOOKUP($V477,Data!$A$6:$A$1806,Data!$J$6:$J$1806)","v":-103},{"$f":"LOOKUP($V477,Data!$A$6:$A$1806,Data!$K$6:$K$1806)","v":7641.57},27.2003173828125]
[null,40098.111597221476,{"$f":"LOOKUP(B478,Data!$A$6:$A$1806,Data!B$6:B$1806)","v":59.971000671386719},{"$f":"LOOKUP(B478,Data!$A$6:$A$1806,Data!C$6:C$1806)","v":3749.75},null,null,null,23.199462890625,24.367863496122354,null,null,0,3806.0642269937002,{"$f":"AVERAGE(D$79:D478)","v":3767.6556091308594},{"$f":"AVERAGE(M$79:M478)","v":3788.5472390928376},3780.8494612803897,{"$f":"AVERAGE(P$79:P478)","v":3757.8443237745209},null,null,null,null,40098.111597221476,{"$f":"LOOKUP($V478,Data!$A$6:$A$1806,Data!$B$6:$B$1806)","v":59.971000671386719},{"$f":"LOOKUP($V478,Data!$A$6:$A$1806,Data!$C$6:$C$1806)","v":3749.75},{"$f":"LOOKUP($V478,Data!$A$6:$A$1806,Data!$D$6:$D$1806)","v":350},{"$f":"IF($Z$1=\"+\",LOOKUP($V478,Data!$A$6:$A$1806,Data!$E$6:$E$1806)*-1,LOOKUP($V478,Data!$A$6:$A$1806,Data!$E$6:$E$1806))","v":-155.53170776367187},{"$f":"LOOKUP($V478,Data!$A$6:$A$1806,Data!$F$6:$F$1806)","v":0},{"$f":"LOOKUP($V478,Data!$A$6:$A$1806,Data!$G$6:$G$1806)","v":215},{"$f":"LOOKUP($V478,Data!$A$6:$A$1806,Data!$H$6:$H$1806)","v":10},{"$f":"LOOKUP($V478,Data!$A$6:$A$1806,Data!$I$6:$I$1806)","v":0},{"$f":"LOOKUP($V478,Data!$A$6:$A$1806,Data!$J$6:$J$1806)","v":-103},{"$f":"LOOKUP($V478,Data!$A$6:$A$1806,Data!$K$6:$K$1806)","v":7641.9},23.199462890625]
[null,40098.111620369622,{"$f":"LOOKUP(B479,Data!$A$6:$A$1806,Data!B$6:B$1806)","v":59.971000671386719},{"$f":"LOOKUP(B479,Data!$A$6:$A$1806,Data!C$6:C$1806)","v":3749.75},null,null,null,23.199462890625,23.958923284198281,null,null,0,3805.6552867817763,{"$f":"AVERAGE(D$79:D479)","v":3767.6109567390117},{"$f":"AVERAGE(M$79:M479)","v":3788.5899025534081},3780.8494612803897,{"$f":"AVERAGE(P$79:P479)","v":3757.901836618285},null,null,null,null,40098.111620369622,{"$f":"LOOKUP($V479,Data!$A$6:$A$1806,Data!$B$6:$B$1806)","v":59.971000671386719},{"$f":"LOOKUP($V479,Data!$A$6:$A$1806,Data!$C$6:$C$1806)","v":3749.75},{"$f":"LOOKUP($V479,Data!$A$6:$A$1806,Data!$D$6:$D$1806)","v":350},{"$f":"IF($Z$1=\"+\",LOOKUP($V479,Data!$A$6:$A$1806,Data!$E$6:$E$1806)*-1,LOOKUP($V479,Data!$A$6:$A$1806,Data!$E$6:$E$1806))","v":-155.53170776367187},{"$f":"LOOKUP($V479,Data!$A$6:$A$1806,Data!$F$6:$F$1806)","v":0},{"$f":"LOOKUP($V479,Data!$A$6:$A$1806,Data!$G$6:$G$1806)","v":215},{"$f":"LOOKUP($V479,Data!$A$6:$A$1806,Data!$H$6:$H$1806)","v":10},{"$f":"LOOKUP($V479,Data!$A$6:$A$1806,Data!$I$6:$I$1806)","v":0},{"$f":"LOOKUP($V479,Data!$A$6:$A$1806,Data!$J$6:$J$1806)","v":-103},{"$f":"LOOKUP($V479,Data!$A$6:$A$1806,Data!$K$6:$K$1806)","v":7641.9},23.199462890625]
[null,40098.111643517768,{"$f":"LOOKUP(B480,Data!$A$6:$A$1806,Data!B$6:B$1806)","v":59.972000122070313},{"$f":"LOOKUP(B480,Data!$A$6:$A$1806,Data!C$6:C$1806)","v":3744.6826171875},null,null,null,22.39990234375,23.413265955041382,null,null,0,3805.1096294526196,{"$f":"AVERAGE(D$79:D480)","v":3767.5539210684856},{"$f":"AVERAGE(M$79:M480)","v":3788.6309964014167},3780.8494612803897,{"$f":"AVERAGE(P$79:P480)","v":3757.9590626149484},null,null,null,null,40098.111643517768,{"$f":"LOOKUP($V480,Data!$A$6:$A$1806,Data!$B$6:$B$1806)","v":59.972000122070313},{"$f":"LOOKUP($V480,Data!$A$6:$A$1806,Data!$C$6:$C$1806)","v":3744.6826171875},{"$f":"LOOKUP($V480,Data!$A$6:$A$1806,Data!$D$6:$D$1806)","v":350},{"$f":"IF($Z$1=\"+\",LOOKUP($V480,Data!$A$6:$A$1806,Data!$E$6:$E$1806)*-1,LOOKUP($V480,Data!$A$6:$A$1806,Data!$E$6:$E$1806))","v":-155.53170776367187},{"$f":"LOOKUP($V480,Data!$A$6:$A$1806,Data!$F$6:$F$1806)","v":0},{"$f":"LOOKUP($V480,Data!$A$6:$A$1806,Data!$G$6:$G$1806)","v":215.5},{"$f":"LOOKUP($V480,Data!$A$6:$A$1806,Data!$H$6:$H$1806)","v":10},{"$f":"LOOKUP($V480,Data!$A$6:$A$1806,Data!$I$6:$I$1806)","v":0},{"$f":"LOOKUP($V480,Data!$A$6:$A$1806,Data!$J$6:$J$1806)","v":-103},{"$f":"LOOKUP($V480,Data!$A$6:$A$1806,Data!$K$6:$K$1806)","v":7642.23},22.39990234375]
[null,40098.111666665915,{"$f":"LOOKUP(B481,Data!$A$6:$A$1806,Data!B$6:B$1806)","v":59.972000122070313},{"$f":"LOOKUP(B481,Data!$A$6:$A$1806,Data!C$6:C$1806)","v":3744.6826171875},null,null,null,22.39990234375,23.058588691089398,null,null,0,3804.7549521886676,{"$f":"AVERAGE(D$79:D481)","v":3767.4971684533966},{"$f":"AVERAGE(M$79:M481)","v":3788.6710062172656},3780.8494612803897,{"$f":"AVERAGE(P$79:P481)","v":3758.0160039051607},null,null,null,null,40098.111666665915,{"$f":"LOOKUP($V481,Data!$A$6:$A$1806,Data!$B$6:$B$1806)","v":59.972000122070313},{"$f":"LOOKUP($V481,Data!$A$6:$A$1806,Data!$C$6:$C$1806)","v":3744.6826171875},{"$f":"LOOKUP($V481,Data!$A$6:$A$1806,Data!$D$6:$D$1806)","v":350},{"$f":"IF($Z$1=\"+\",LOOKUP($V481,Data!$A$6:$A$1806,Data!$E$6:$E$1806)*-1,LOOKUP($V481,Data!$A$6:$A$1806,Data!$E$6:$E$1806))","v":-155.53170776367187},{"$f":"LOOKUP($V481,Data!$A$6:$A$1806,Data!$F$6:$F$1806)","v":0},{"$f":"LOOKUP($V481,Data!$A$6:$A$1806,Data!$G$6:$G$1806)","v":215.5},{"$f":"LOOKUP($V481,Data!$A$6:$A$1806,Data!$H$6:$H$1806)","v":10},{"$f":"LOOKUP($V481,Data!$A$6:$A$1806,Data!$I$6:$I$1806)","v":0},{"$f":"LOOKUP($V481,Data!$A$6:$A$1806,Data!$J$6:$J$1806)","v":-103},{"$f":"LOOKUP($V481,Data!$A$6:$A$1806,Data!$K$6:$K$1806)","v":7642.23},22.39990234375]
[null,40098.111689814061,{"$f":"LOOKUP(B482,Data!$A$6:$A$1806,Data!B$6:B$1806)","v":59.972000122070313},{"$f":"LOOKUP(B482,Data!$A$6:$A$1806,Data!C$6:C$1806)","v":3743.14892578125},null,null,null,22.39990234375,22.828048469520606,null,null,0,3804.5244119670988,{"$f":"AVERAGE(D$79:D482)","v":3767.43690052599},{"$f":"AVERAGE(M$79:M482)","v":3788.7102473206064},3780.8494612803897,{"$f":"AVERAGE(P$79:P482)","v":3758.0726626083247},null,null,null,null,40098.111689814061,{"$f":"LOOKUP($V482,Data!$A$6:$A$1806,Data!$B$6:$B$1806)","v":59.972000122070313},{"$f":"LOOKUP($V482,Data!$A$6:$A$1806,Data!$C$6:$C$1806)","v":3743.14892578125},{"$f":"LOOKUP($V482,Data!$A$6:$A$1806,Data!$D$6:$D$1806)","v":350},{"$f":"IF($Z$1=\"+\",LOOKUP($V482,Data!$A$6:$A$1806,Data!$E$6:$E$1806)*-1,LOOKUP($V482,Data!$A$6:$A$1806,Data!$E$6:$E$1806))","v":-155.53170776367187},{"$f":"LOOKUP($V482,Data!$A$6:$A$1806,Data!$F$6:$F$1806)","v":0},{"$f":"LOOKUP($V482,Data!$A$6:$A$1806,Data!$G$6:$G$1806)","v":216},{"$f":"LOOKUP($V482,Data!$A$6:$A$1806,Data!$H$6:$H$1806)","v":10},{"$f":"LOOKUP($V482,Data!$A$6:$A$1806,Data!$I$6:$I$1806)","v":0},{"$f":"LOOKUP($V482,Data!$A$6:$A$1806,Data!$J$6:$J$1806)","v":-103},{"$f":"LOOKUP($V482,Data!$A$6:$A$1806,Data!$K$6:$K$1806)","v":7642.56},22.39990234375]
[null,40098.111712962207,{"$f":"LOOKUP(B483,Data!$A$6:$A$1806,Data!B$6:B$1806)","v":59.972000122070313},{"$f":"LOOKUP(B483,Data!$A$6:$A$1806,Data!C$6:C$1806)","v":3743.14892578125},null,null,null,22.39990234375,22.678197325500893,null,null,0,3804.3745608230793,{"$f":"AVERAGE(D$79:D483)","v":3767.3769302179785},{"$f":"AVERAGE(M$79:M483)","v":3788.7489246378964},3780.8494612803897,{"$f":"AVERAGE(P$79:P483)","v":3758.1290408228592},null,null,null,null,40098.111712962207,{"$f":"LOOKUP($V483,Data!$A$6:$A$1806,Data!$B$6:$B$1806)","v":59.972000122070313},{"$f":"LOOKUP($V483,Data!$A$6:$A$1806,Data!$C$6:$C$1806)","v":3743.14892578125},{"$f":"LOOKUP($V483,Data!$A$6:$A$1806,Data!$D$6:$D$1806)","v":350},{"$f":"IF($Z$1=\"+\",LOOKUP($V483,Data!$A$6:$A$1806,Data!$E$6:$E$1806)*-1,LOOKUP($V483,Data!$A$6:$A$1806,Data!$E$6:$E$1806))","v":-155.53170776367187},{"$f":"LOOKUP($V483,Data!$A$6:$A$1806,Data!$F$6:$F$1806)","v":0},{"$f":"LOOKUP($V483,Data!$A$6:$A$1806,Data!$G$6:$G$1806)","v":216},{"$f":"LOOKUP($V483,Data!$A$6:$A$1806,Data!$H$6:$H$1806)","v":10},{"$f":"LOOKUP($V483,Data!$A$6:$A$1806,Data!$I$6:$I$1806)","v":0},{"$f":"LOOKUP($V483,Data!$A$6:$A$1806,Data!$J$6:$J$1806)","v":-103},{"$f":"LOOKUP($V483,Data!$A$6:$A$1806,Data!$K$6:$K$1806)","v":7642.56},22.39990234375]
[null,40098.111736110353,{"$f":"LOOKUP(B484,Data!$A$6:$A$1806,Data!B$6:B$1806)","v":59.972999572753906},{"$f":"LOOKUP(B484,Data!$A$6:$A$1806,Data!C$6:C$1806)","v":3739.45263671875},null,null,null,21.600341796875,22.300947890481829,null,null,0,3803.9973113880601,{"$f":"AVERAGE(D$79:D484)","v":3767.3081511699506},{"$f":"AVERAGE(M$79:M484)","v":3788.7864822407296},3780.8494612803897,{"$f":"AVERAGE(P$79:P484)","v":3758.1851406264577},null,null,null,null,40098.111736110353,{"$f":"LOOKUP($V484,Data!$A$6:$A$1806,Data!$B$6:$B$1806)","v":59.972999572753906},{"$f":"LOOKUP($V484,Data!$A$6:$A$1806,Data!$C$6:$C$1806)","v":3739.45263671875},{"$f":"LOOKUP($V484,Data!$A$6:$A$1806,Data!$D$6:$D$1806)","v":350},{"$f":"IF($Z$1=\"+\",LOOKUP($V484,Data!$A$6:$A$1806,Data!$E$6:$E$1806)*-1,LOOKUP($V484,Data!$A$6:$A$1806,Data!$E$6:$E$1806))","v":-160.44723510742187},{"$f":"LOOKUP($V484,Data!$A$6:$A$1806,Data!$F$6:$F$1806)","v":0},{"$f":"LOOKUP($V484,Data!$A$6:$A$1806,Data!$G$6:$G$1806)","v":216.5},{"$f":"LOOKUP($V484,Data!$A$6:$A$1806,Data!$H$6:$H$1806)","v":10},{"$f":"LOOKUP($V484,Data!$A$6:$A$1806,Data!$I$6:$I$1806)","v":0},{"$f":"LOOKUP($V484,Data!$A$6:$A$1806,Data!$J$6:$J$1806)","v":-103},{"$f":"LOOKUP($V484,Data!$A$6:$A$1806,Data!$K$6:$K$1806)","v":7642.89},21.600341796875]
[null,40098.1117592585,{"$f":"LOOKUP(B485,Data!$A$6:$A$1806,Data!B$6:B$1806)","v":59.972999572753906},{"$f":"LOOKUP(B485,Data!$A$6:$A$1806,Data!C$6:C$1806)","v":3739.45263671875},null,null,null,21.600341796875,22.05573575771944,null,null,0,3803.7520992552977,{"$f":"AVERAGE(D$79:D485)","v":3767.2397101025031},{"$f":"AVERAGE(M$79:M485)","v":3788.8232527985047},3780.8494612803897,{"$f":"AVERAGE(P$79:P485)","v":3758.240964076344},null,null,null,null,40098.1117592585,{"$f":"LOOKUP($V485,Data!$A$6:$A$1806,Data!$B$6:$B$1806)","v":59.972999572753906},{"$f":"LOOKUP($V485,Data!$A$6:$A$1806,Data!$C$6:$C$1806)","v":3739.45263671875},{"$f":"LOOKUP($V485,Data!$A$6:$A$1806,Data!$D$6:$D$1806)","v":350},{"$f":"IF($Z$1=\"+\",LOOKUP($V485,Data!$A$6:$A$1806,Data!$E$6:$E$1806)*-1,LOOKUP($V485,Data!$A$6:$A$1806,Data!$E$6:$E$1806))","v":-160.44723510742187},{"$f":"LOOKUP($V485,Data!$A$6:$A$1806,Data!$F$6:$F$1806)","v":0},{"$f":"LOOKUP($V485,Data!$A$6:$A$1806,Data!$G$6:$G$1806)","v":216.5},{"$f":"LOOKUP($V485,Data!$A$6:$A$1806,Data!$H$6:$H$1806)","v":10},{"$f":"LOOKUP($V485,Data!$A$6:$A$1806,Data!$I$6:$I$1806)","v":0},{"$f":"LOOKUP($V485,Data!$A$6:$A$1806,Data!$J$6:$J$1806)","v":-103},{"$f":"LOOKUP($V485,Data!$A$6:$A$1806,Data!$K$6:$K$1806)","v":7642.89},21.600341796875]
[null,40098.111782406646,{"$f":"LOOKUP(B486,Data!$A$6:$A$1806,Data!B$6:B$1806)","v":59.971000671386719},{"$f":"LOOKUP(B486,Data!$A$6:$A$1806,Data!C$6:C$1806)","v":3731.82958984375},null,null,null,23.199462890625,22.456040254236385,null,null,0,3804.1524037518147,{"$f":"AVERAGE(D$79:D486)","v":3767.1529205920651},{"$f":"AVERAGE(M$79:M486)","v":3788.8608242469199},3780.8494612803897,{"$f":"AVERAGE(P$79:P486)","v":3758.2965132095233},null,null,null,null,40098.111782406646,{"$f":"LOOKUP($V486,Data!$A$6:$A$1806,Data!$B$6:$B$1806)","v":59.971000671386719},{"$f":"LOOKUP($V486,Data!$A$6:$A$1806,Data!$C$6:$C$1806)","v":3731.82958984375},{"$f":"LOOKUP($V486,Data!$A$6:$A$1806,Data!$D$6:$D$1806)","v":350},{"$f":"IF($Z$1=\"+\",LOOKUP($V486,Data!$A$6:$A$1806,Data!$E$6:$E$1806)*-1,LOOKUP($V486,Data!$A$6:$A$1806,Data!$E$6:$E$1806))","v":-160.44723510742187},{"$f":"LOOKUP($V486,Data!$A$6:$A$1806,Data!$F$6:$F$1806)","v":0},{"$f":"LOOKUP($V486,Data!$A$6:$A$1806,Data!$G$6:$G$1806)","v":217},{"$f":"LOOKUP($V486,Data!$A$6:$A$1806,Data!$H$6:$H$1806)","v":10},{"$f":"LOOKUP($V486,Data!$A$6:$A$1806,Data!$I$6:$I$1806)","v":0},{"$f":"LOOKUP($V486,Data!$A$6:$A$1806,Data!$J$6:$J$1806)","v":-103},{"$f":"LOOKUP($V486,Data!$A$6:$A$1806,Data!$K$6:$K$1806)","v":7643.22},23.199462890625]
[null,40098.111805554792,{"$f":"LOOKUP(B487,Data!$A$6:$A$1806,Data!B$6:B$1806)","v":59.971000671386719},{"$f":"LOOKUP(B487,Data!$A$6:$A$1806,Data!C$6:C$1806)","v":3731.82958984375},null,null,null,23.199462890625,22.7162381769724,null,null,0,3804.4126016745508,{"$f":"AVERAGE(D$79:D487)","v":3767.0665554802108},{"$f":"AVERAGE(M$79:M487)","v":3788.8988481526108},3780.8494612803897,{"$f":"AVERAGE(P$79:P487)","v":3758.3517900430302},null,null,null,null,40098.111805554792,{"$f":"LOOKUP($V487,Data!$A$6:$A$1806,Data!$B$6:$B$1806)","v":59.971000671386719},{"$f":"LOOKUP($V487,Data!$A$6:$A$1806,Data!$C$6:$C$1806)","v":3731.82958984375},{"$f":"LOOKUP($V487,Data!$A$6:$A$1806,Data!$D$6:$D$1806)","v":350},{"$f":"IF($Z$1=\"+\",LOOKUP($V487,Data!$A$6:$A$1806,Data!$E$6:$E$1806)*-1,LOOKUP($V487,Data!$A$6:$A$1806,Data!$E$6:$E$1806))","v":-160.44723510742187},{"$f":"LOOKUP($V487,Data!$A$6:$A$1806,Data!$F$6:$F$1806)","v":0},{"$f":"LOOKUP($V487,Data!$A$6:$A$1806,Data!$G$6:$G$1806)","v":217},{"$f":"LOOKUP($V487,Data!$A$6:$A$1806,Data!$H$6:$H$1806)","v":10},{"$f":"LOOKUP($V487,Data!$A$6:$A$1806,Data!$I$6:$I$1806)","v":0},{"$f":"LOOKUP($V487,Data!$A$6:$A$1806,Data!$J$6:$J$1806)","v":-103},{"$f":"LOOKUP($V487,Data!$A$6:$A$1806,Data!$K$6:$K$1806)","v":7643.22},23.199462890625]
[null,40098.111828702939,{"$f":"LOOKUP(B488,Data!$A$6:$A$1806,Data!B$6:B$1806)","v":59.981998443603516},{"$f":"LOOKUP(B488,Data!$A$6:$A$1806,Data!C$6:C$1806)","v":3736.2294921875},null,null,null,14.4012451171875,19.805990606047686,null,null,0,3801.5023541036262,{"$f":"AVERAGE(D$79:D488)","v":3766.9913431307164},{"$f":"AVERAGE(M$79:M488)","v":3788.9295884110279},3780.8494612803897,{"$f":"AVERAGE(P$79:P488)","v":3758.4067965741724},null,null,null,null,40098.111828702939,{"$f":"LOOKUP($V488,Data!$A$6:$A$1806,Data!$B$6:$B$1806)","v":59.981998443603516},{"$f":"LOOKUP($V488,Data!$A$6:$A$1806,Data!$C$6:$C$1806)","v":3736.2294921875},{"$f":"LOOKUP($V488,Data!$A$6:$A$1806,Data!$D$6:$D$1806)","v":350},{"$f":"IF($Z$1=\"+\",LOOKUP($V488,Data!$A$6:$A$1806,Data!$E$6:$E$1806)*-1,LOOKUP($V488,Data!$A$6:$A$1806,Data!$E$6:$E$1806))","v":-160.44723510742187},{"$f":"LOOKUP($V488,Data!$A$6:$A$1806,Data!$F$6:$F$1806)","v":0},{"$f":"LOOKUP($V488,Data!$A$6:$A$1806,Data!$G$6:$G$1806)","v":217.5},{"$f":"LOOKUP($V488,Data!$A$6:$A$1806,Data!$H$6:$H$1806)","v":10},{"$f":"LOOKUP($V488,Data!$A$6:$A$1806,Data!$I$6:$I$1806)","v":0},{"$f":"LOOKUP($V488,Data!$A$6:$A$1806,Data!$J$6:$J$1806)","v":-103},{"$f":"LOOKUP($V488,Data!$A$6:$A$1806,Data!$K$6:$K$1806)","v":7643.55},14.4012451171875]
[null,40098.111851851085,{"$f":"LOOKUP(B489,Data!$A$6:$A$1806,Data!B$6:B$1806)","v":59.981998443603516},{"$f":"LOOKUP(B489,Data!$A$6:$A$1806,Data!C$6:C$1806)","v":3736.2294921875},null,null,null,14.4012451171875,17.914329684946622,null,null,0,3799.6106931825252,{"$f":"AVERAGE(D$79:D489)","v":3766.9164967780566},{"$f":"AVERAGE(M$79:M489)","v":3788.9555765004961},3780.8494612803897,{"$f":"AVERAGE(P$79:P489)","v":3758.4615347807726},null,null,null,null,40098.111851851085,{"$f":"LOOKUP($V489,Data!$A$6:$A$1806,Data!$B$6:$B$1806)","v":59.981998443603516},{"$f":"LOOKUP($V489,Data!$A$6:$A$1806,Data!$C$6:$C$1806)","v":3736.2294921875},{"$f":"LOOKUP($V489,Data!$A$6:$A$1806,Data!$D$6:$D$1806)","v":350},{"$f":"IF($Z$1=\"+\",LOOKUP($V489,Data!$A$6:$A$1806,Data!$E$6:$E$1806)*-1,LOOKUP($V489,Data!$A$6:$A$1806,Data!$E$6:$E$1806))","v":-160.44723510742187},{"$f":"LOOKUP($V489,Data!$A$6:$A$1806,Data!$F$6:$F$1806)","v":0},{"$f":"LOOKUP($V489,Data!$A$6:$A$1806,Data!$G$6:$G$1806)","v":217.5},{"$f":"LOOKUP($V489,Data!$A$6:$A$1806,Data!$H$6:$H$1806)","v":10},{"$f":"LOOKUP($V489,Data!$A$6:$A$1806,Data!$I$6:$I$1806)","v":0},{"$f":"LOOKUP($V489,Data!$A$6:$A$1806,Data!$J$6:$J$1806)","v":-103},{"$f":"LOOKUP($V489,Data!$A$6:$A$1806,Data!$K$6:$K$1806)","v":7643.55},14.4012451171875]
[null,40098.111874999231,{"$f":"LOOKUP(B490,Data!$A$6:$A$1806,Data!B$6:B$1806)","v":59.985000610351563},{"$f":"LOOKUP(B490,Data!$A$6:$A$1806,Data!C$6:C$1806)","v":3733.433837890625},null,null,null,11.99951171875,15.844143396777804,null,null,0,3797.5405068943564,{"$f":"AVERAGE(D$79:D490)","v":3766.8352281885241},{"$f":"AVERAGE(M$79:M490)","v":3788.9764137101902},3780.8494612803897,{"$f":"AVERAGE(P$79:P490)","v":3758.5160066214039},null,null,null,null,40098.111874999231,{"$f":"LOOKUP($V490,Data!$A$6:$A$1806,Data!$B$6:$B$1806)","v":59.985000610351563},{"$f":"LOOKUP($V490,Data!$A$6:$A$1806,Data!$C$6:$C$1806)","v":3733.433837890625},{"$f":"LOOKUP($V490,Data!$A$6:$A$1806,Data!$D$6:$D$1806)","v":350},{"$f":"IF($Z$1=\"+\",LOOKUP($V490,Data!$A$6:$A$1806,Data!$E$6:$E$1806)*-1,LOOKUP($V490,Data!$A$6:$A$1806,Data!$E$6:$E$1806))","v":-160.44723510742187},{"$f":"LOOKUP($V490,Data!$A$6:$A$1806,Data!$F$6:$F$1806)","v":0},{"$f":"LOOKUP($V490,Data!$A$6:$A$1806,Data!$G$6:$G$1806)","v":218},{"$f":"LOOKUP($V490,Data!$A$6:$A$1806,Data!$H$6:$H$1806)","v":10},{"$f":"LOOKUP($V490,Data!$A$6:$A$1806,Data!$I$6:$I$1806)","v":0},{"$f":"LOOKUP($V490,Data!$A$6:$A$1806,Data!$J$6:$J$1806)","v":-103},{"$f":"LOOKUP($V490,Data!$A$6:$A$1806,Data!$K$6:$K$1806)","v":7643.88},11.99951171875]
[null,40098.111898147377,{"$f":"LOOKUP(B491,Data!$A$6:$A$1806,Data!B$6:B$1806)","v":59.985000610351563},{"$f":"LOOKUP(B491,Data!$A$6:$A$1806,Data!C$6:C$1806)","v":3733.433837890625},null,null,null,11.99951171875,{"$f":"L$13*H491+(1-L$13)*I490","v":14.498522309468074},null,null,0,3796.1948858070468,{"$f":"AVERAGE(D$79:D491)","v":3766.754353151483},{"$f":"AVERAGE(M$79:M491)","v":3788.993891850861},3780.8494612803897,{"$f":"AVERAGE(P$79:P491)","v":3758.5702140356248},null,null,null,null,40098.111898147377,{"$f":"LOOKUP($V491,Data!$A$6:$A$1806,Data!$B$6:$B$1806)","v":59.985000610351563},{"$f":"LOOKUP($V491,Data!$A$6:$A$1806,Data!$C$6:$C$1806)","v":3733.433837890625},{"$f":"LOOKUP($V491,Data!$A$6:$A$1806,Data!$D$6:$D$1806)","v":350},{"$f":"IF($Z$1=\"+\",LOOKUP($V491,Data!$A$6:$A$1806,Data!$E$6:$E$1806)*-1,LOOKUP($V491,Data!$A$6:$A$1806,Data!$E$6:$E$1806))","v":-160.44723510742187},{"$f":"LOOKUP($V491,Data!$A$6:$A$1806,Data!$F$6:$F$1806)","v":0},{"$f":"LOOKUP($V491,Data!$A$6:$A$1806,Data!$G$6:$G$1806)","v":218},{"$f":"LOOKUP($V491,Data!$A$6:$A$1806,Data!$H$6:$H$1806)","v":10},{"$f":"LOOKUP($V491,Data!$A$6:$A$1806,Data!$I$6:$I$1806)","v":0},{"$f":"LOOKUP($V491,Data!$A$6:$A$1806,Data!$J$6:$J$1806)","v":-103},{"$f":"LOOKUP($V491,Data!$A$6:$A$1806,Data!$K$6:$K$1806)","v":7643.88},11.99951171875]
[null,40098.111921295524,{"$f":"LOOKUP(B492,Data!$A$6:$A$1806,Data!B$6:B$1806)","v":59.98699951171875},{"$f":"LOOKUP(B492,Data!$A$6:$A$1806,Data!C$6:C$1806)","v":3730.509765625},null,null,null,{"$f":"(IF((C492-L$2)>0,((C492-L$2-L$5)/((L$4*L$2)-L$5)*L$3*-1),((C492-L$2+L$5)/((L$4*L$2)-L$5)*L$3*-1)))","v":10.400390625},13.064176219904247,null,null,0,3794.760539717483,{"$f":"AVERAGE(D$79:D492)","v":3766.6668058386172},{"$f":"AVERAGE(M$79:M492)","v":3789.0078209519879},3780.8494612803897,{"$f":"AVERAGE(P$79:P492)","v":3758.6241589442075},null,null,null,null,40098.111921295524,{"$f":"LOOKUP($V492,Data!$A$6:$A$1806,Data!$B$6:$B$1806)","v":59.98699951171875},{"$f":"LOOKUP($V492,Data!$A$6:$A$1806,Data!$C$6:$C$1806)","v":3730.509765625},{"$f":"LOOKUP($V492,Data!$A$6:$A$1806,Data!$D$6:$D$1806)","v":350},{"$f":"IF($Z$1=\"+\",LOOKUP($V492,Data!$A$6:$A$1806,Data!$E$6:$E$1806)*-1,LOOKUP($V492,Data!$A$6:$A$1806,Data!$E$6:$E$1806))","v":-160.44723510742187},{"$f":"LOOKUP($V492,Data!$A$6:$A$1806,Data!$F$6:$F$1806)","v":0},{"$f":"LOOKUP($V492,Data!$A$6:$A$1806,Data!$G$6:$G$1806)","v":218.5},{"$f":"LOOKUP($V492,Data!$A$6:$A$1806,Data!$H$6:$H$1806)","v":10},{"$f":"LOOKUP($V492,Data!$A$6:$A$1806,Data!$I$6:$I$1806)","v":0},{"$f":"LOOKUP($V492,Data!$A$6:$A$1806,Data!$J$6:$J$1806)","v":-103},{"$f":"LOOKUP($V492,Data!$A$6:$A$1806,Data!$K$6:$K$1806)","v":7644.21},{"$f":"(IF((W492-$L$2)>0,((W492-$L$2-$L$5)/(($L$4*$L$2)-$L$5)*$L$3*-1),((W492-$L$2+$L$5)/(($L$4*$L$2)-$L$5)*$L$3*-1)))","v":10.400390625}]
[null,40098.11194444367,{"$f":"LOOKUP(B493,Data!$A$6:$A$1806,Data!B$6:B$1806)","v":59.98699951171875},{"$f":"LOOKUP(B493,Data!$A$6:$A$1806,Data!C$6:C$1806)","v":3730.509765625},null,null,null,10.400390625,12.131851261687761,null,null,0,3793.8282147592663,{"$f":"AVERAGE(D$79:D493)","v":3766.5796804405122},{"$f":"AVERAGE(M$79:M493)","v":3789.0194363587525},3780.8494612803897,{"$f":"AVERAGE(P$79:P493)","v":3758.677843249367},null,null,null,null,40098.11194444367,{"$f":"LOOKUP($V493,Data!$A$6:$A$1806,Data!$B$6:$B$1806)","v":59.98699951171875},{"$f":"LOOKUP($V493,Data!$A$6:$A$1806,Data!$C$6:$C$1806)","v":3730.509765625},{"$f":"LOOKUP($V493,Data!$A$6:$A$1806,Data!$D$6:$D$1806)","v":350},{"$f":"IF($Z$1=\"+\",LOOKUP($V493,Data!$A$6:$A$1806,Data!$E$6:$E$1806)*-1,LOOKUP($V493,Data!$A$6:$A$1806,Data!$E$6:$E$1806))","v":-160.44723510742187},{"$f":"LOOKUP($V493,Data!$A$6:$A$1806,Data!$F$6:$F$1806)","v":0},{"$f":"LOOKUP($V493,Data!$A$6:$A$1806,Data!$G$6:$G$1806)","v":218.5},{"$f":"LOOKUP($V493,Data!$A$6:$A$1806,Data!$H$6:$H$1806)","v":10},{"$f":"LOOKUP($V493,Data!$A$6:$A$1806,Data!$I$6:$I$1806)","v":0},{"$f":"LOOKUP($V493,Data!$A$6:$A$1806,Data!$J$6:$J$1806)","v":-103},{"$f":"LOOKUP($V493,Data!$A$6:$A$1806,Data!$K$6:$K$1806)","v":7644.21},10.400390625]
[null,{"$f":"B493+TIME(0,0,$B$1)","v":40098.111967591816},{"$f":"LOOKUP(B494,Data!$A$6:$A$1806,Data!B$6:B$1806)","v":59.988998413085937},{"$f":"LOOKUP(B494,Data!$A$6:$A$1806,Data!C$6:C$1806)","v":3725.458740234375},null,null,null,8.80126953125,10.966147656034543,null,null,0,3792.6625111536132,{"$f":"AVERAGE(D$79:D494)","v":3766.4808320265552},{"$f":"AVERAGE(M$79:M494)","v":3789.0281937500863},3780.8494612803897,{"$f":"AVERAGE(P$79:P494)","v":3758.7312688349834},null,null,null,null,40098.111967591816,{"$f":"LOOKUP($V494,Data!$A$6:$A$1806,Data!$B$6:$B$1806)","v":59.988998413085937},{"$f":"LOOKUP($V494,Data!$A$6:$A$1806,Data!$C$6:$C$1806)","v":3725.458740234375},{"$f":"LOOKUP($V494,Data!$A$6:$A$1806,Data!$D$6:$D$1806)","v":350},{"$f":"IF($Z$1=\"+\",LOOKUP($V494,Data!$A$6:$A$1806,Data!$E$6:$E$1806)*-1,LOOKUP($V494,Data!$A$6:$A$1806,Data!$E$6:$E$1806))","v":-163.95860290527344},{"$f":"LOOKUP($V494,Data!$A$6:$A$1806,Data!$F$6:$F$1806)","v":0},{"$f":"LOOKUP($V494,Data!$A$6:$A$1806,Data!$G$6:$G$1806)","v":219},{"$f":"LOOKUP($V494,Data!$A$6:$A$1806,Data!$H$6:$H$1806)","v":10},{"$f":"LOOKUP($V494,Data!$A$6:$A$1806,Data!$I$6:$I$1806)","v":0},{"$f":"LOOKUP($V494,Data!$A$6:$A$1806,Data!$J$6:$J$1806)","v":-103},{"$f":"LOOKUP($V494,Data!$A$6:$A$1806,Data!$K$6:$K$1806)","v":7644.54},8.80126953125]
[null,40098.111990739962,{"$f":"LOOKUP(B495,Data!$A$6:$A$1806,Data!B$6:B$1806)","v":59.988998413085937},{"$f":"LOOKUP(B495,Data!$A$6:$A$1806,Data!C$6:C$1806)","v":3725.458740234375},null,null,null,8.80126953125,10.208440312359954,null,null,0,3791.9048038099386,{"$f":"AVERAGE(D$79:D495)","v":3766.3824577057103},{"$f":"AVERAGE(M$79:M495)","v":3789.0350920955534},3780.8494612803897,{"$f":"AVERAGE(P$79:P495)","v":3758.7844375668233},null,null,null,null,40098.111990739962,{"$f":"LOOKUP($V495,Data!$A$6:$A$1806,Data!$B$6:$B$1806)","v":59.988998413085937},{"$f":"LOOKUP($V495,Data!$A$6:$A$1806,Data!$C$6:$C$1806)","v":3725.458740234375},{"$f":"LOOKUP($V495,Data!$A$6:$A$1806,Data!$D$6:$D$1806)","v":350},{"$f":"IF($Z$1=\"+\",LOOKUP($V495,Data!$A$6:$A$1806,Data!$E$6:$E$1806)*-1,LOOKUP($V495,Data!$A$6:$A$1806,Data!$E$6:$E$1806))","v":-163.95860290527344},{"$f":"LOOKUP($V495,Data!$A$6:$A$1806,Data!$F$6:$F$1806)","v":0},{"$f":"LOOKUP($V495,Data!$A$6:$A$1806,Data!$G$6:$G$1806)","v":219},{"$f":"LOOKUP($V495,Data!$A$6:$A$1806,Data!$H$6:$H$1806)","v":10},{"$f":"LOOKUP($V495,Data!$A$6:$A$1806,Data!$I$6:$I$1806)","v":0},{"$f":"LOOKUP($V495,Data!$A$6:$A$1806,Data!$J$6:$J$1806)","v":-103},{"$f":"LOOKUP($V495,Data!$A$6:$A$1806,Data!$K$6:$K$1806)","v":7644.54},8.80126953125]
[null,40098.112013888109,{"$f":"LOOKUP(B496,Data!$A$6:$A$1806,Data!B$6:B$1806)","v":59.98699951171875},{"$f":"LOOKUP(B496,Data!$A$6:$A$1806,Data!C$6:C$1806)","v":3720.10791015625},null,null,null,10.400390625,10.27562292178397,null,null,0,3791.9719864193626,{"$f":"AVERAGE(D$79:D496)","v":3766.2717530465011},{"$f":"AVERAGE(M$79:M496)","v":3789.0421181585289},3780.8494612803897,{"$f":"AVERAGE(P$79:P496)","v":3758.8373512927546},null,null,null,null,40098.112013888109,{"$f":"LOOKUP($V496,Data!$A$6:$A$1806,Data!$B$6:$B$1806)","v":59.98699951171875},{"$f":"LOOKUP($V496,Data!$A$6:$A$1806,Data!$C$6:$C$1806)","v":3720.10791015625},{"$f":"LOOKUP($V496,Data!$A$6:$A$1806,Data!$D$6:$D$1806)","v":350},{"$f":"IF($Z$1=\"+\",LOOKUP($V496,Data!$A$6:$A$1806,Data!$E$6:$E$1806)*-1,LOOKUP($V496,Data!$A$6:$A$1806,Data!$E$6:$E$1806))","v":-163.95860290527344},{"$f":"LOOKUP($V496,Data!$A$6:$A$1806,Data!$F$6:$F$1806)","v":0},{"$f":"LOOKUP($V496,Data!$A$6:$A$1806,Data!$G$6:$G$1806)","v":219.5},{"$f":"LOOKUP($V496,Data!$A$6:$A$1806,Data!$H$6:$H$1806)","v":10},{"$f":"LOOKUP($V496,Data!$A$6:$A$1806,Data!$I$6:$I$1806)","v":0},{"$f":"LOOKUP($V496,Data!$A$6:$A$1806,Data!$J$6:$J$1806)","v":-103},{"$f":"LOOKUP($V496,Data!$A$6:$A$1806,Data!$K$6:$K$1806)","v":7644.87},10.400390625]
[null,40098.112037036255,{"$f":"LOOKUP(B497,Data!$A$6:$A$1806,Data!B$6:B$1806)","v":59.98699951171875},{"$f":"LOOKUP(B497,Data!$A$6:$A$1806,Data!C$6:C$1806)","v":3720.10791015625},null,null,null,10.400390625,10.319291617909581,null,null,0,3792.0156551154882,{"$f":"AVERAGE(D$79:D497)","v":3766.1615768104862},{"$f":"AVERAGE(M$79:M497)","v":3789.049214905443},3780.8494612803897,{"$f":"AVERAGE(P$79:P497)","v":3758.8900118429642},null,null,null,null,40098.112037036255,{"$f":"LOOKUP($V497,Data!$A$6:$A$1806,Data!$B$6:$B$1806)","v":59.98699951171875},{"$f":"LOOKUP($V497,Data!$A$6:$A$1806,Data!$C$6:$C$1806)","v":3720.10791015625},{"$f":"LOOKUP($V497,Data!$A$6:$A$1806,Data!$D$6:$D$1806)","v":350},{"$f":"IF($Z$1=\"+\",LOOKUP($V497,Data!$A$6:$A$1806,Data!$E$6:$E$1806)*-1,LOOKUP($V497,Data!$A$6:$A$1806,Data!$E$6:$E$1806))","v":-163.95860290527344},{"$f":"LOOKUP($V497,Data!$A$6:$A$1806,Data!$F$6:$F$1806)","v":0},{"$f":"LOOKUP($V497,Data!$A$6:$A$1806,Data!$G$6:$G$1806)","v":219.5},{"$f":"LOOKUP($V497,Data!$A$6:$A$1806,Data!$H$6:$H$1806)","v":10},{"$f":"LOOKUP($V497,Data!$A$6:$A$1806,Data!$I$6:$I$1806)","v":0},{"$f":"LOOKUP($V497,Data!$A$6:$A$1806,Data!$J$6:$J$1806)","v":-103},{"$f":"LOOKUP($V497,Data!$A$6:$A$1806,Data!$K$6:$K$1806)","v":7644.87},10.400390625]
[null,40098.112060184401,{"$f":"LOOKUP(B498,Data!$A$6:$A$1806,Data!B$6:B$1806)","v":59.993999481201172},{"$f":"LOOKUP(B498,Data!$A$6:$A$1806,Data!C$6:C$1806)","v":3725.661376953125},null,null,null,4.8004150390625,8.3876848153131025,null,null,0,3790.0840483128918,{"$f":"AVERAGE(D$79:D498)","v":3766.0651477632068},{"$f":"AVERAGE(M$79:M498)","v":3789.051678794508},3780.8494612803897,{"$f":"AVERAGE(P$79:P498)","v":3758.9424210301654},null,null,null,null,40098.112060184401,{"$f":"LOOKUP($V498,Data!$A$6:$A$1806,Data!$B$6:$B$1806)","v":59.993999481201172},{"$f":"LOOKUP($V498,Data!$A$6:$A$1806,Data!$C$6:$C$1806)","v":3725.661376953125},{"$f":"LOOKUP($V498,Data!$A$6:$A$1806,Data!$D$6:$D$1806)","v":350},{"$f":"IF($Z$1=\"+\",LOOKUP($V498,Data!$A$6:$A$1806,Data!$E$6:$E$1806)*-1,LOOKUP($V498,Data!$A$6:$A$1806,Data!$E$6:$E$1806))","v":-163.95860290527344},{"$f":"LOOKUP($V498,Data!$A$6:$A$1806,Data!$F$6:$F$1806)","v":0},{"$f":"LOOKUP($V498,Data!$A$6:$A$1806,Data!$G$6:$G$1806)","v":220},{"$f":"LOOKUP($V498,Data!$A$6:$A$1806,Data!$H$6:$H$1806)","v":10},{"$f":"LOOKUP($V498,Data!$A$6:$A$1806,Data!$I$6:$I$1806)","v":0},{"$f":"LOOKUP($V498,Data!$A$6:$A$1806,Data!$J$6:$J$1806)","v":-103},{"$f":"LOOKUP($V498,Data!$A$6:$A$1806,Data!$K$6:$K$1806)","v":7645.2},4.8004150390625]
[null,40098.112083332548,{"$f":"LOOKUP(B499,Data!$A$6:$A$1806,Data!B$6:B$1806)","v":59.993999481201172},{"$f":"LOOKUP(B499,Data!$A$6:$A$1806,Data!C$6:C$1806)","v":3725.661376953125},null,null,null,4.8004150390625,7.1321403936253915,null,null,0,3788.828503891204,{"$f":"AVERAGE(D$79:D499)","v":3765.9691768111638},{"$f":"AVERAGE(M$79:M499)","v":3789.0511486878495},3780.8494612803897,{"$f":"AVERAGE(P$79:P499)","v":3758.9945806498085},null,null,null,null,40098.112083332548,{"$f":"LOOKUP($V499,Data!$A$6:$A$1806,Data!$B$6:$B$1806)","v":59.993999481201172},{"$f":"LOOKUP($V499,Data!$A$6:$A$1806,Data!$C$6:$C$1806)","v":3725.661376953125},{"$f":"LOOKUP($V499,Data!$A$6:$A$1806,Data!$D$6:$D$1806)","v":350},{"$f":"IF($Z$1=\"+\",LOOKUP($V499,Data!$A$6:$A$1806,Data!$E$6:$E$1806)*-1,LOOKUP($V499,Data!$A$6:$A$1806,Data!$E$6:$E$1806))","v":-163.95860290527344},{"$f":"LOOKUP($V499,Data!$A$6:$A$1806,Data!$F$6:$F$1806)","v":0},{"$f":"LOOKUP($V499,Data!$A$6:$A$1806,Data!$G$6:$G$1806)","v":220},{"$f":"LOOKUP($V499,Data!$A$6:$A$1806,Data!$H$6:$H$1806)","v":10},{"$f":"LOOKUP($V499,Data!$A$6:$A$1806,Data!$I$6:$I$1806)","v":0},{"$f":"LOOKUP($V499,Data!$A$6:$A$1806,Data!$J$6:$J$1806)","v":-103},{"$f":"LOOKUP($V499,Data!$A$6:$A$1806,Data!$K$6:$K$1806)","v":7645.2},4.8004150390625]
[null,40098.112106480694,{"$f":"LOOKUP(B500,Data!$A$6:$A$1806,Data!B$6:B$1806)","v":60.000999450683594},{"$f":"LOOKUP(B500,Data!$A$6:$A$1806,Data!C$6:C$1806)","v":3727.754150390625},null,null,null,-0.799560546875,4.3560450644502549,null,null,0,3786.0524085620291,{"$f":"AVERAGE(D$79:D500)","v":3765.8786198765179},{"$f":"AVERAGE(M$79:M500)","v":3789.0440426685941},3780.8494612803897,{"$f":"AVERAGE(P$79:P500)","v":3759.0464924802845},null,null,null,null,40098.112106480694,{"$f":"LOOKUP($V500,Data!$A$6:$A$1806,Data!$B$6:$B$1806)","v":60.000999450683594},{"$f":"LOOKUP($V500,Data!$A$6:$A$1806,Data!$C$6:$C$1806)","v":3727.754150390625},{"$f":"LOOKUP($V500,Data!$A$6:$A$1806,Data!$D$6:$D$1806)","v":350},{"$f":"IF($Z$1=\"+\",LOOKUP($V500,Data!$A$6:$A$1806,Data!$E$6:$E$1806)*-1,LOOKUP($V500,Data!$A$6:$A$1806,Data!$E$6:$E$1806))","v":-163.95860290527344},{"$f":"LOOKUP($V500,Data!$A$6:$A$1806,Data!$F$6:$F$1806)","v":0},{"$f":"LOOKUP($V500,Data!$A$6:$A$1806,Data!$G$6:$G$1806)","v":220.5},{"$f":"LOOKUP($V500,Data!$A$6:$A$1806,Data!$H$6:$H$1806)","v":10},{"$f":"LOOKUP($V500,Data!$A$6:$A$1806,Data!$I$6:$I$1806)","v":0},{"$f":"LOOKUP($V500,Data!$A$6:$A$1806,Data!$J$6:$J$1806)","v":-103},{"$f":"LOOKUP($V500,Data!$A$6:$A$1806,Data!$K$6:$K$1806)","v":7645.53},-0.799560546875]
[null,40098.11212962884,{"$f":"LOOKUP(B501,Data!$A$6:$A$1806,Data!B$6:B$1806)","v":60.000999450683594},{"$f":"LOOKUP(B501,Data!$A$6:$A$1806,Data!C$6:C$1806)","v":3727.754150390625},null,null,null,-0.799560546875,2.5515831004864156,null,null,0,3784.247946598065,{"$f":"AVERAGE(D$79:D501)","v":3765.7884911070478},{"$f":"AVERAGE(M$79:M501)","v":3789.0327043800112},3780.8494612803897,{"$f":"AVERAGE(P$79:P501)","v":3759.0981582831282},null,null,null,null,40098.11212962884,{"$f":"LOOKUP($V501,Data!$A$6:$A$1806,Data!$B$6:$B$1806)","v":60.000999450683594},{"$f":"LOOKUP($V501,Data!$A$6:$A$1806,Data!$C$6:$C$1806)","v":3727.754150390625},{"$f":"LOOKUP($V501,Data!$A$6:$A$1806,Data!$D$6:$D$1806)","v":350},{"$f":"IF($Z$1=\"+\",LOOKUP($V501,Data!$A$6:$A$1806,Data!$E$6:$E$1806)*-1,LOOKUP($V501,Data!$A$6:$A$1806,Data!$E$6:$E$1806))","v":-163.95860290527344},{"$f":"LOOKUP($V501,Data!$A$6:$A$1806,Data!$F$6:$F$1806)","v":0},{"$f":"LOOKUP($V501,Data!$A$6:$A$1806,Data!$G$6:$G$1806)","v":220.5},{"$f":"LOOKUP($V501,Data!$A$6:$A$1806,Data!$H$6:$H$1806)","v":10},{"$f":"LOOKUP($V501,Data!$A$6:$A$1806,Data!$I$6:$I$1806)","v":0},{"$f":"LOOKUP($V501,Data!$A$6:$A$1806,Data!$J$6:$J$1806)","v":-103},{"$f":"LOOKUP($V501,Data!$A$6:$A$1806,Data!$K$6:$K$1806)","v":7645.53},-0.799560546875]
[null,40098.112152776986,{"$f":"LOOKUP(B502,Data!$A$6:$A$1806,Data!B$6:B$1806)","v":60.004001617431641},{"$f":"LOOKUP(B502,Data!$A$6:$A$1806,Data!C$6:C$1806)","v":3727.683349609375},null,null,null,-3.2012939453125,0.53807613445679525,null,null,0,3782.2344396320354,{"$f":"AVERAGE(D$79:D502)","v":3765.6986204903083},{"$f":"AVERAGE(M$79:M502)","v":3789.0166707367375},3780.8494612803897,{"$f":"AVERAGE(P$79:P502)","v":3759.1495798032161},null,null,null,null,40098.112152776986,{"$f":"LOOKUP($V502,Data!$A$6:$A$1806,Data!$B$6:$B$1806)","v":60.004001617431641},{"$f":"LOOKUP($V502,Data!$A$6:$A$1806,Data!$C$6:$C$1806)","v":3727.683349609375},{"$f":"LOOKUP($V502,Data!$A$6:$A$1806,Data!$D$6:$D$1806)","v":350},{"$f":"IF($Z$1=\"+\",LOOKUP($V502,Data!$A$6:$A$1806,Data!$E$6:$E$1806)*-1,LOOKUP($V502,Data!$A$6:$A$1806,Data!$E$6:$E$1806))","v":-163.95860290527344},{"$f":"LOOKUP($V502,Data!$A$6:$A$1806,Data!$F$6:$F$1806)","v":0},{"$f":"LOOKUP($V502,Data!$A$6:$A$1806,Data!$G$6:$G$1806)","v":221},{"$f":"LOOKUP($V502,Data!$A$6:$A$1806,Data!$H$6:$H$1806)","v":10},{"$f":"LOOKUP($V502,Data!$A$6:$A$1806,Data!$I$6:$I$1806)","v":0},{"$f":"LOOKUP($V502,Data!$A$6:$A$1806,Data!$J$6:$J$1806)","v":-103},{"$f":"LOOKUP($V502,Data!$A$6:$A$1806,Data!$K$6:$K$1806)","v":7645.86},-3.2012939453125]
[null,40098.112175925133,{"$f":"LOOKUP(B503,Data!$A$6:$A$1806,Data!B$6:B$1806)","v":60.004001617431641},{"$f":"LOOKUP(B503,Data!$A$6:$A$1806,Data!C$6:C$1806)","v":3727.683349609375},null,null,null,-3.2012939453125,-0.77070339346245809,null,null,0,3780.9256601041161,{"$f":"AVERAGE(D$79:D503)","v":3765.6091727941175},{"$f":"AVERAGE(M$79:M503)","v":3788.9976330646605},3780.8494612803897,{"$f":"AVERAGE(P$79:P503)","v":3759.2007587689636},null,null,null,null,40098.112175925133,{"$f":"LOOKUP($V503,Data!$A$6:$A$1806,Data!$B$6:$B$1806)","v":60.004001617431641},{"$f":"LOOKUP($V503,Data!$A$6:$A$1806,Data!$C$6:$C$1806)","v":3727.683349609375},{"$f":"LOOKUP($V503,Data!$A$6:$A$1806,Data!$D$6:$D$1806)","v":350},{"$f":"IF($Z$1=\"+\",LOOKUP($V503,Data!$A$6:$A$1806,Data!$E$6:$E$1806)*-1,LOOKUP($V503,Data!$A$6:$A$1806,Data!$E$6:$E$1806))","v":-163.95860290527344},{"$f":"LOOKUP($V503,Data!$A$6:$A$1806,Data!$F$6:$F$1806)","v":0},{"$f":"LOOKUP($V503,Data!$A$6:$A$1806,Data!$G$6:$G$1806)","v":221},{"$f":"LOOKUP($V503,Data!$A$6:$A$1806,Data!$H$6:$H$1806)","v":10},{"$f":"LOOKUP($V503,Data!$A$6:$A$1806,Data!$I$6:$I$1806)","v":0},{"$f":"LOOKUP($V503,Data!$A$6:$A$1806,Data!$J$6:$J$1806)","v":-103},{"$f":"LOOKUP($V503,Data!$A$6:$A$1806,Data!$K$6:$K$1806)","v":7645.86},-3.2012939453125]
[null,40098.112199073279,{"$f":"LOOKUP(B504,Data!$A$6:$A$1806,Data!B$6:B$1806)","v":60.012001037597656},{"$f":"LOOKUP(B504,Data!$A$6:$A$1806,Data!C$6:C$1806)","v":3725.01220703125},null,null,null,-9.600830078125,-3.8612477330943475,null,null,0,3777.8351157644843,{"$f":"AVERAGE(D$79:D504)","v":3765.5138747524206},{"$f":"AVERAGE(M$79:M504)","v":3788.9714299724064},3780.8494612803897,{"$f":"AVERAGE(P$79:P504)","v":3759.2516968925197},null,null,null,null,40098.112199073279,{"$f":"LOOKUP($V504,Data!$A$6:$A$1806,Data!$B$6:$B$1806)","v":60.012001037597656},{"$f":"LOOKUP($V504,Data!$A$6:$A$1806,Data!$C$6:$C$1806)","v":3725.01220703125},{"$f":"LOOKUP($V504,Data!$A$6:$A$1806,Data!$D$6:$D$1806)","v":350},{"$f":"IF($Z$1=\"+\",LOOKUP($V504,Data!$A$6:$A$1806,Data!$E$6:$E$1806)*-1,LOOKUP($V504,Data!$A$6:$A$1806,Data!$E$6:$E$1806))","v":-166.07244873046875},{"$f":"LOOKUP($V504,Data!$A$6:$A$1806,Data!$F$6:$F$1806)","v":0},{"$f":"LOOKUP($V504,Data!$A$6:$A$1806,Data!$G$6:$G$1806)","v":221.5},{"$f":"LOOKUP($V504,Data!$A$6:$A$1806,Data!$H$6:$H$1806)","v":10},{"$f":"LOOKUP($V504,Data!$A$6:$A$1806,Data!$I$6:$I$1806)","v":0},{"$f":"LOOKUP($V504,Data!$A$6:$A$1806,Data!$J$6:$J$1806)","v":-103},{"$f":"LOOKUP($V504,Data!$A$6:$A$1806,Data!$K$6:$K$1806)","v":7646.19},-9.600830078125]
[null,40098.112222221425,{"$f":"LOOKUP(B505,Data!$A$6:$A$1806,Data!B$6:B$1806)","v":60.012001037597656},{"$f":"LOOKUP(B505,Data!$A$6:$A$1806,Data!C$6:C$1806)","v":3725.01220703125},null,null,null,-9.600830078125,-5.8701015538550756,null,null,0,3775.8262619437237,{"$f":"AVERAGE(D$79:D505)","v":3765.4190230715749},{"$f":"AVERAGE(M$79:M505)","v":3788.9406450355709},3780.8494612803897,{"$f":"AVERAGE(P$79:P505)","v":3759.3023958699559},null,null,null,null,40098.112222221425,{"$f":"LOOKUP($V505,Data!$A$6:$A$1806,Data!$B$6:$B$1806)","v":60.012001037597656},{"$f":"LOOKUP($V505,Data!$A$6:$A$1806,Data!$C$6:$C$1806)","v":3725.01220703125},{"$f":"LOOKUP($V505,Data!$A$6:$A$1806,Data!$D$6:$D$1806)","v":350},{"$f":"IF($Z$1=\"+\",LOOKUP($V505,Data!$A$6:$A$1806,Data!$E$6:$E$1806)*-1,LOOKUP($V505,Data!$A$6:$A$1806,Data!$E$6:$E$1806))","v":-166.07244873046875},{"$f":"LOOKUP($V505,Data!$A$6:$A$1806,Data!$F$6:$F$1806)","v":0},{"$f":"LOOKUP($V505,Data!$A$6:$A$1806,Data!$G$6:$G$1806)","v":221.5},{"$f":"LOOKUP($V505,Data!$A$6:$A$1806,Data!$H$6:$H$1806)","v":10},{"$f":"LOOKUP($V505,Data!$A$6:$A$1806,Data!$I$6:$I$1806)","v":0},{"$f":"LOOKUP($V505,Data!$A$6:$A$1806,Data!$J$6:$J$1806)","v":-103},{"$f":"LOOKUP($V505,Data!$A$6:$A$1806,Data!$K$6:$K$1806)","v":7646.19},-9.600830078125]
[null,40098.112245369572,{"$f":"LOOKUP(B506,Data!$A$6:$A$1806,Data!B$6:B$1806)","v":60.019001007080078},{"$f":"LOOKUP(B506,Data!$A$6:$A$1806,Data!C$6:C$1806)","v":3726.015625},null,null,null,-15.2008056640625,-9.1358479924276743,null,null,0,3772.5605155051512,{"$f":"AVERAGE(D$79:D506)","v":3765.3269590573891},{"$f":"AVERAGE(M$79:M506)","v":3788.9023737048929},3780.8494612803897,{"$f":"AVERAGE(P$79:P506)","v":3759.3528573814556},null,null,null,null,40098.112245369572,{"$f":"LOOKUP($V506,Data!$A$6:$A$1806,Data!$B$6:$B$1806)","v":60.019001007080078},{"$f":"LOOKUP($V506,Data!$A$6:$A$1806,Data!$C$6:$C$1806)","v":3726.015625},{"$f":"LOOKUP($V506,Data!$A$6:$A$1806,Data!$D$6:$D$1806)","v":350},{"$f":"IF($Z$1=\"+\",LOOKUP($V506,Data!$A$6:$A$1806,Data!$E$6:$E$1806)*-1,LOOKUP($V506,Data!$A$6:$A$1806,Data!$E$6:$E$1806))","v":-166.07244873046875},{"$f":"LOOKUP($V506,Data!$A$6:$A$1806,Data!$F$6:$F$1806)","v":0},{"$f":"LOOKUP($V506,Data!$A$6:$A$1806,Data!$G$6:$G$1806)","v":222},{"$f":"LOOKUP($V506,Data!$A$6:$A$1806,Data!$H$6:$H$1806)","v":10},{"$f":"LOOKUP($V506,Data!$A$6:$A$1806,Data!$I$6:$I$1806)","v":0},{"$f":"LOOKUP($V506,Data!$A$6:$A$1806,Data!$J$6:$J$1806)","v":-103},{"$f":"LOOKUP($V506,Data!$A$6:$A$1806,Data!$K$6:$K$1806)","v":7646.52},-15.2008056640625]
[null,40098.112268517718,{"$f":"LOOKUP(B507,Data!$A$6:$A$1806,Data!B$6:B$1806)","v":60.019001007080078},{"$f":"LOOKUP(B507,Data!$A$6:$A$1806,Data!C$6:C$1806)","v":3726.015625},null,null,null,-15.2008056640625,-11.258583177499863,null,null,0,3770.4377803200791,{"$f":"AVERAGE(D$79:D507)","v":3765.2353242460663},{"$f":"AVERAGE(M$79:M507)","v":3788.859332694672},3780.8494612803897,{"$f":"AVERAGE(P$79:P507)","v":3759.4030830914994},null,null,null,null,40098.112268517718,{"$f":"LOOKUP($V507,Data!$A$6:$A$1806,Data!$B$6:$B$1806)","v":60.019001007080078},{"$f":"LOOKUP($V507,Data!$A$6:$A$1806,Data!$C$6:$C$1806)","v":3726.015625},{"$f":"LOOKUP($V507,Data!$A$6:$A$1806,Data!$D$6:$D$1806)","v":350},{"$f":"IF($Z$1=\"+\",LOOKUP($V507,Data!$A$6:$A$1806,Data!$E$6:$E$1806)*-1,LOOKUP($V507,Data!$A$6:$A$1806,Data!$E$6:$E$1806))","v":-166.07244873046875},{"$f":"LOOKUP($V507,Data!$A$6:$A$1806,Data!$F$6:$F$1806)","v":0},{"$f":"LOOKUP($V507,Data!$A$6:$A$1806,Data!$G$6:$G$1806)","v":222},{"$f":"LOOKUP($V507,Data!$A$6:$A$1806,Data!$H$6:$H$1806)","v":10},{"$f":"LOOKUP($V507,Data!$A$6:$A$1806,Data!$I$6:$I$1806)","v":0},{"$f":"LOOKUP($V507,Data!$A$6:$A$1806,Data!$J$6:$J$1806)","v":-103},{"$f":"LOOKUP($V507,Data!$A$6:$A$1806,Data!$K$6:$K$1806)","v":7646.52},-15.2008056640625]
[null,40098.112291665864,{"$f":"LOOKUP(B508,Data!$A$6:$A$1806,Data!B$6:B$1806)","v":60.025001525878906},{"$f":"LOOKUP(B508,Data!$A$6:$A$1806,Data!C$6:C$1806)","v":3716.37451171875},null,null,null,-20.001220703125,-14.318506311468662,null,null,0,3767.3778571861103,{"$f":"AVERAGE(D$79:D508)","v":3765.1216944494913},{"$f":"AVERAGE(M$79:M508)","v":3788.8093757748848},3780.8494612803897,{"$f":"AVERAGE(P$79:P508)","v":3759.4530746490491},null,null,null,null,40098.112291665864,{"$f":"LOOKUP($V508,Data!$A$6:$A$1806,Data!$B$6:$B$1806)","v":60.025001525878906},{"$f":"LOOKUP($V508,Data!$A$6:$A$1806,Data!$C$6:$C$1806)","v":3716.37451171875},{"$f":"LOOKUP($V508,Data!$A$6:$A$1806,Data!$D$6:$D$1806)","v":350},{"$f":"IF($Z$1=\"+\",LOOKUP($V508,Data!$A$6:$A$1806,Data!$E$6:$E$1806)*-1,LOOKUP($V508,Data!$A$6:$A$1806,Data!$E$6:$E$1806))","v":-166.07244873046875},{"$f":"LOOKUP($V508,Data!$A$6:$A$1806,Data!$F$6:$F$1806)","v":0},{"$f":"LOOKUP($V508,Data!$A$6:$A$1806,Data!$G$6:$G$1806)","v":222.5},{"$f":"LOOKUP($V508,Data!$A$6:$A$1806,Data!$H$6:$H$1806)","v":10},{"$f":"LOOKUP($V508,Data!$A$6:$A$1806,Data!$I$6:$I$1806)","v":0},{"$f":"LOOKUP($V508,Data!$A$6:$A$1806,Data!$J$6:$J$1806)","v":-103},{"$f":"LOOKUP($V508,Data!$A$6:$A$1806,Data!$K$6:$K$1806)","v":7646.85},-20.001220703125]
[null,40098.11231481401,{"$f":"LOOKUP(B509,Data!$A$6:$A$1806,Data!B$6:B$1806)","v":60.025001525878906},{"$f":"LOOKUP(B509,Data!$A$6:$A$1806,Data!C$6:C$1806)","v":3716.37451171875},null,null,null,-20.001220703125,-16.307456348548378,null,null,0,3765.3889071490307,{"$f":"AVERAGE(D$79:D509)","v":3765.008591937355},{"$f":"AVERAGE(M$79:M509)","v":3788.7550359404859},3780.8494612803897,{"$f":"AVERAGE(P$79:P509)","v":3759.5028336877263},null,null,null,null,40098.11231481401,{"$f":"LOOKUP($V509,Data!$A$6:$A$1806,Data!$B$6:$B$1806)","v":60.025001525878906},{"$f":"LOOKUP($V509,Data!$A$6:$A$1806,Data!$C$6:$C$1806)","v":3716.37451171875},{"$f":"LOOKUP($V509,Data!$A$6:$A$1806,Data!$D$6:$D$1806)","v":350},{"$f":"IF($Z$1=\"+\",LOOKUP($V509,Data!$A$6:$A$1806,Data!$E$6:$E$1806)*-1,LOOKUP($V509,Data!$A$6:$A$1806,Data!$E$6:$E$1806))","v":-166.07244873046875},{"$f":"LOOKUP($V509,Data!$A$6:$A$1806,Data!$F$6:$F$1806)","v":0},{"$f":"LOOKUP($V509,Data!$A$6:$A$1806,Data!$G$6:$G$1806)","v":222.5},{"$f":"LOOKUP($V509,Data!$A$6:$A$1806,Data!$H$6:$H$1806)","v":10},{"$f":"LOOKUP($V509,Data!$A$6:$A$1806,Data!$I$6:$I$1806)","v":0},{"$f":"LOOKUP($V509,Data!$A$6:$A$1806,Data!$J$6:$J$1806)","v":-103},{"$f":"LOOKUP($V509,Data!$A$6:$A$1806,Data!$K$6:$K$1806)","v":7646.85},-20.001220703125]
[null,40098.112337962157,{"$f":"LOOKUP(B510,Data!$A$6:$A$1806,Data!B$6:B$1806)","v":60.027000427246094},{"$f":"LOOKUP(B510,Data!$A$6:$A$1806,Data!C$6:C$1806)","v":3717.559814453125},null,null,null,-21.600341796875,-18.159966255462695,null,null,0,3763.5363972421164,{"$f":"AVERAGE(D$79:D510)","v":3764.8987568042899},{"$f":"AVERAGE(M$79:M510)","v":3788.6966594620176},3780.8494612803897,{"$f":"AVERAGE(P$79:P510)","v":3759.5523618259922},null,null,null,null,40098.112337962157,{"$f":"LOOKUP($V510,Data!$A$6:$A$1806,Data!$B$6:$B$1806)","v":60.027000427246094},{"$f":"LOOKUP($V510,Data!$A$6:$A$1806,Data!$C$6:$C$1806)","v":3717.559814453125},{"$f":"LOOKUP($V510,Data!$A$6:$A$1806,Data!$D$6:$D$1806)","v":350},{"$f":"IF($Z$1=\"+\",LOOKUP($V510,Data!$A$6:$A$1806,Data!$E$6:$E$1806)*-1,LOOKUP($V510,Data!$A$6:$A$1806,Data!$E$6:$E$1806))","v":-166.07244873046875},{"$f":"LOOKUP($V510,Data!$A$6:$A$1806,Data!$F$6:$F$1806)","v":0},{"$f":"LOOKUP($V510,Data!$A$6:$A$1806,Data!$G$6:$G$1806)","v":223},{"$f":"LOOKUP($V510,Data!$A$6:$A$1806,Data!$H$6:$H$1806)","v":10},{"$f":"LOOKUP($V510,Data!$A$6:$A$1806,Data!$I$6:$I$1806)","v":0},{"$f":"LOOKUP($V510,Data!$A$6:$A$1806,Data!$J$6:$J$1806)","v":-103},{"$f":"LOOKUP($V510,Data!$A$6:$A$1806,Data!$K$6:$K$1806)","v":7647.18},-21.600341796875]
[null,40098.112361110303,{"$f":"LOOKUP(B511,Data!$A$6:$A$1806,Data!B$6:B$1806)","v":60.027000427246094},{"$f":"LOOKUP(B511,Data!$A$6:$A$1806,Data!C$6:C$1806)","v":3717.559814453125},null,null,null,-21.600341796875,-19.364097694957003,null,null,0,3762.3322658026223,{"$f":"AVERAGE(D$79:D511)","v":3764.7894289928549},{"$f":"AVERAGE(M$79:M511)","v":3788.6357717168457},3780.8494612803897,{"$f":"AVERAGE(P$79:P511)","v":3759.6016606673215},null,null,null,null,40098.112361110303,{"$f":"LOOKUP($V511,Data!$A$6:$A$1806,Data!$B$6:$B$1806)","v":60.027000427246094},{"$f":"LOOKUP($V511,Data!$A$6:$A$1806,Data!$C$6:$C$1806)","v":3717.559814453125},{"$f":"LOOKUP($V511,Data!$A$6:$A$1806,Data!$D$6:$D$1806)","v":350},{"$f":"IF($Z$1=\"+\",LOOKUP($V511,Data!$A$6:$A$1806,Data!$E$6:$E$1806)*-1,LOOKUP($V511,Data!$A$6:$A$1806,Data!$E$6:$E$1806))","v":-166.07244873046875},{"$f":"LOOKUP($V511,Data!$A$6:$A$1806,Data!$F$6:$F$1806)","v":0},{"$f":"LOOKUP($V511,Data!$A$6:$A$1806,Data!$G$6:$G$1806)","v":223},{"$f":"LOOKUP($V511,Data!$A$6:$A$1806,Data!$H$6:$H$1806)","v":10},{"$f":"LOOKUP($V511,Data!$A$6:$A$1806,Data!$I$6:$I$1806)","v":0},{"$f":"LOOKUP($V511,Data!$A$6:$A$1806,Data!$J$6:$J$1806)","v":-103},{"$f":"LOOKUP($V511,Data!$A$6:$A$1806,Data!$K$6:$K$1806)","v":7647.18},-21.600341796875]
[null,40098.112384258449,{"$f":"LOOKUP(B512,Data!$A$6:$A$1806,Data!B$6:B$1806)","v":60.028999328613281},{"$f":"LOOKUP(B512,Data!$A$6:$A$1806,Data!C$6:C$1806)","v":3715.166015625},null,null,null,-23.199462890625,-20.7064755134408,null,null,0,3760.9898879841385,{"$f":"AVERAGE(D$79:D512)","v":3764.6750893307171},{"$f":"AVERAGE(M$79:M512)","v":3788.5720715239136},3780.8494612803897,{"$f":"AVERAGE(P$79:P512)","v":3759.6507318003769},null,null,null,null,40098.112384258449,{"$f":"LOOKUP($V512,Data!$A$6:$A$1806,Data!$B$6:$B$1806)","v":60.028999328613281},{"$f":"LOOKUP($V512,Data!$A$6:$A$1806,Data!$C$6:$C$1806)","v":3715.166015625},{"$f":"LOOKUP($V512,Data!$A$6:$A$1806,Data!$D$6:$D$1806)","v":350},{"$f":"IF($Z$1=\"+\",LOOKUP($V512,Data!$A$6:$A$1806,Data!$E$6:$E$1806)*-1,LOOKUP($V512,Data!$A$6:$A$1806,Data!$E$6:$E$1806))","v":-166.07244873046875},{"$f":"LOOKUP($V512,Data!$A$6:$A$1806,Data!$F$6:$F$1806)","v":0},{"$f":"LOOKUP($V512,Data!$A$6:$A$1806,Data!$G$6:$G$1806)","v":223.5},{"$f":"LOOKUP($V512,Data!$A$6:$A$1806,Data!$H$6:$H$1806)","v":10},{"$f":"LOOKUP($V512,Data!$A$6:$A$1806,Data!$I$6:$I$1806)","v":0},{"$f":"LOOKUP($V512,Data!$A$6:$A$1806,Data!$J$6:$J$1806)","v":-103},{"$f":"LOOKUP($V512,Data!$A$6:$A$1806,Data!$K$6:$K$1806)","v":7647.51},-23.199462890625]
[null,40098.112407406596,{"$f":"LOOKUP(B513,Data!$A$6:$A$1806,Data!B$6:B$1806)","v":60.028999328613281},{"$f":"LOOKUP(B513,Data!$A$6:$A$1806,Data!C$6:C$1806)","v":3715.166015625},null,null,null,-23.199462890625,-21.579021095455271,null,null,0,3760.117342402124,{"$f":"AVERAGE(D$79:D513)","v":3764.5612753681753},{"$f":"AVERAGE(M$79:M513)","v":3788.506658353519},3780.8494612803897,{"$f":"AVERAGE(P$79:P513)","v":3759.6995767991784},null,null,null,null,40098.112407406596,{"$f":"LOOKUP($V513,Data!$A$6:$A$1806,Data!$B$6:$B$1806)","v":60.028999328613281},{"$f":"LOOKUP($V513,Data!$A$6:$A$1806,Data!$C$6:$C$1806)","v":3715.166015625},{"$f":"LOOKUP($V513,Data!$A$6:$A$1806,Data!$D$6:$D$1806)","v":350},{"$f":"IF($Z$1=\"+\",LOOKUP($V513,Data!$A$6:$A$1806,Data!$E$6:$E$1806)*-1,LOOKUP($V513,Data!$A$6:$A$1806,Data!$E$6:$E$1806))","v":-166.07244873046875},{"$f":"LOOKUP($V513,Data!$A$6:$A$1806,Data!$F$6:$F$1806)","v":0},{"$f":"LOOKUP($V513,Data!$A$6:$A$1806,Data!$G$6:$G$1806)","v":223.5},{"$f":"LOOKUP($V513,Data!$A$6:$A$1806,Data!$H$6:$H$1806)","v":10},{"$f":"LOOKUP($V513,Data!$A$6:$A$1806,Data!$I$6:$I$1806)","v":0},{"$f":"LOOKUP($V513,Data!$A$6:$A$1806,Data!$J$6:$J$1806)","v":-103},{"$f":"LOOKUP($V513,Data!$A$6:$A$1806,Data!$K$6:$K$1806)","v":7647.51},-23.199462890625]
[null,40098.112430554742,{"$f":"LOOKUP(B514,Data!$A$6:$A$1806,Data!B$6:B$1806)","v":60.035999298095703},{"$f":"LOOKUP(B514,Data!$A$6:$A$1806,Data!C$6:C$1806)","v":3710.283447265625},null,null,null,-28.7994384765625,-24.106167178842803,null,null,0,3757.5901963187366,{"$f":"AVERAGE(D$79:D514)","v":3764.4367849367472},{"$f":"AVERAGE(M$79:M514)","v":3788.4357490369252},3780.8494612803897,{"$f":"AVERAGE(P$79:P514)","v":3759.7481972232727},null,null,null,null,40098.112430554742,{"$f":"LOOKUP($V514,Data!$A$6:$A$1806,Data!$B$6:$B$1806)","v":60.035999298095703},{"$f":"LOOKUP($V514,Data!$A$6:$A$1806,Data!$C$6:$C$1806)","v":3710.283447265625},{"$f":"LOOKUP($V514,Data!$A$6:$A$1806,Data!$D$6:$D$1806)","v":350},{"$f":"IF($Z$1=\"+\",LOOKUP($V514,Data!$A$6:$A$1806,Data!$E$6:$E$1806)*-1,LOOKUP($V514,Data!$A$6:$A$1806,Data!$E$6:$E$1806))","v":-163.76658630371094},{"$f":"LOOKUP($V514,Data!$A$6:$A$1806,Data!$F$6:$F$1806)","v":0},{"$f":"LOOKUP($V514,Data!$A$6:$A$1806,Data!$G$6:$G$1806)","v":224},{"$f":"LOOKUP($V514,Data!$A$6:$A$1806,Data!$H$6:$H$1806)","v":10},{"$f":"LOOKUP($V514,Data!$A$6:$A$1806,Data!$I$6:$I$1806)","v":0},{"$f":"LOOKUP($V514,Data!$A$6:$A$1806,Data!$J$6:$J$1806)","v":-103},{"$f":"LOOKUP($V514,Data!$A$6:$A$1806,Data!$K$6:$K$1806)","v":7647.84},-28.7994384765625]
[null,40098.112453702888,{"$f":"LOOKUP(B515,Data!$A$6:$A$1806,Data!B$6:B$1806)","v":60.035999298095703},{"$f":"LOOKUP(B515,Data!$A$6:$A$1806,Data!C$6:C$1806)","v":3710.283447265625},null,null,null,-28.7994384765625,-25.748812133044698,null,null,0,3755.9475513645348,{"$f":"AVERAGE(D$79:D515)","v":3764.312864255578},{"$f":"AVERAGE(M$79:M515)","v":3788.361405335158},3780.8494612803897,{"$f":"AVERAGE(P$79:P515)","v":3759.7965946178988},null,null,null,null,40098.112453702888,{"$f":"LOOKUP($V515,Data!$A$6:$A$1806,Data!$B$6:$B$1806)","v":60.035999298095703},{"$f":"LOOKUP($V515,Data!$A$6:$A$1806,Data!$C$6:$C$1806)","v":3710.283447265625},{"$f":"LOOKUP($V515,Data!$A$6:$A$1806,Data!$D$6:$D$1806)","v":350},{"$f":"IF($Z$1=\"+\",LOOKUP($V515,Data!$A$6:$A$1806,Data!$E$6:$E$1806)*-1,LOOKUP($V515,Data!$A$6:$A$1806,Data!$E$6:$E$1806))","v":-163.76658630371094},{"$f":"LOOKUP($V515,Data!$A$6:$A$1806,Data!$F$6:$F$1806)","v":0},{"$f":"LOOKUP($V515,Data!$A$6:$A$1806,Data!$G$6:$G$1806)","v":224},{"$f":"LOOKUP($V515,Data!$A$6:$A$1806,Data!$H$6:$H$1806)","v":10},{"$f":"LOOKUP($V515,Data!$A$6:$A$1806,Data!$I$6:$I$1806)","v":0},{"$f":"LOOKUP($V515,Data!$A$6:$A$1806,Data!$J$6:$J$1806)","v":-103},{"$f":"LOOKUP($V515,Data!$A$6:$A$1806,Data!$K$6:$K$1806)","v":7647.84},-28.7994384765625]
[null,40098.112476851034,{"$f":"LOOKUP(B516,Data!$A$6:$A$1806,Data!B$6:B$1806)","v":60.036998748779297},{"$f":"LOOKUP(B516,Data!$A$6:$A$1806,Data!C$6:C$1806)","v":3699.355712890625},null,null,null,-29.5989990234375,-27.096377544682181,null,null,0,3754.5999859528974,{"$f":"AVERAGE(D$79:D516)","v":3764.1645602570275},{"$f":"AVERAGE(M$79:M516)","v":3788.2843244689884},3780.8494612803897,{"$f":"AVERAGE(P$79:P516)","v":3759.8447705141516},null,null,null,null,40098.112476851034,{"$f":"LOOKUP($V516,Data!$A$6:$A$1806,Data!$B$6:$B$1806)","v":60.036998748779297},{"$f":"LOOKUP($V516,Data!$A$6:$A$1806,Data!$C$6:$C$1806)","v":3699.355712890625},{"$f":"LOOKUP($V516,Data!$A$6:$A$1806,Data!$D$6:$D$1806)","v":350},{"$f":"IF($Z$1=\"+\",LOOKUP($V516,Data!$A$6:$A$1806,Data!$E$6:$E$1806)*-1,LOOKUP($V516,Data!$A$6:$A$1806,Data!$E$6:$E$1806))","v":-163.76658630371094},{"$f":"LOOKUP($V516,Data!$A$6:$A$1806,Data!$F$6:$F$1806)","v":0},{"$f":"LOOKUP($V516,Data!$A$6:$A$1806,Data!$G$6:$G$1806)","v":224.5},{"$f":"LOOKUP($V516,Data!$A$6:$A$1806,Data!$H$6:$H$1806)","v":10},{"$f":"LOOKUP($V516,Data!$A$6:$A$1806,Data!$I$6:$I$1806)","v":0},{"$f":"LOOKUP($V516,Data!$A$6:$A$1806,Data!$J$6:$J$1806)","v":-103},{"$f":"LOOKUP($V516,Data!$A$6:$A$1806,Data!$K$6:$K$1806)","v":7648.17},-29.5989990234375]
[null,40098.112499999181,{"$f":"LOOKUP(B517,Data!$A$6:$A$1806,Data!B$6:B$1806)","v":60.036998748779297},{"$f":"LOOKUP(B517,Data!$A$6:$A$1806,Data!C$6:C$1806)","v":3699.355712890625},null,null,null,-29.5989990234375,-27.972295062246545,null,null,0,3753.7240684353333,{"$f":"AVERAGE(D$79:D517)","v":3764.0169319031179},{"$f":"AVERAGE(M$79:M517)","v":3788.2055995121923},3780.8494612803897,{"$f":"AVERAGE(P$79:P517)","v":3759.8927264291428},null,null,null,null,40098.112499999181,{"$f":"LOOKUP($V517,Data!$A$6:$A$1806,Data!$B$6:$B$1806)","v":60.036998748779297},{"$f":"LOOKUP($V517,Data!$A$6:$A$1806,Data!$C$6:$C$1806)","v":3699.355712890625},{"$f":"LOOKUP($V517,Data!$A$6:$A$1806,Data!$D$6:$D$1806)","v":350},{"$f":"IF($Z$1=\"+\",LOOKUP($V517,Data!$A$6:$A$1806,Data!$E$6:$E$1806)*-1,LOOKUP($V517,Data!$A$6:$A$1806,Data!$E$6:$E$1806))","v":-163.76658630371094},{"$f":"LOOKUP($V517,Data!$A$6:$A$1806,Data!$F$6:$F$1806)","v":0},{"$f":"LOOKUP($V517,Data!$A$6:$A$1806,Data!$G$6:$G$1806)","v":224.5},{"$f":"LOOKUP($V517,Data!$A$6:$A$1806,Data!$H$6:$H$1806)","v":10},{"$f":"LOOKUP($V517,Data!$A$6:$A$1806,Data!$I$6:$I$1806)","v":0},{"$f":"LOOKUP($V517,Data!$A$6:$A$1806,Data!$J$6:$J$1806)","v":-103},{"$f":"LOOKUP($V517,Data!$A$6:$A$1806,Data!$K$6:$K$1806)","v":7648.17},-29.5989990234375]
[null,40098.112523147327,{"$f":"LOOKUP(B518,Data!$A$6:$A$1806,Data!B$6:B$1806)","v":60.041000366210938},{"$f":"LOOKUP(B518,Data!$A$6:$A$1806,Data!C$6:C$1806)","v":3704.59130859375},null,null,null,-32.80029296875,-29.662094329522755,null,null,0,3752.0342691680571,{"$f":"AVERAGE(D$79:D518)","v":3763.8818736683238},{"$f":"AVERAGE(M$79:M518)","v":3788.1233919432279},3780.8494612803897,{"$f":"AVERAGE(P$79:P518)","v":3759.9404638661613},null,null,null,null,40098.112523147327,{"$f":"LOOKUP($V518,Data!$A$6:$A$1806,Data!$B$6:$B$1806)","v":60.041000366210938},{"$f":"LOOKUP($V518,Data!$A$6:$A$1806,Data!$C$6:$C$1806)","v":3704.59130859375},{"$f":"LOOKUP($V518,Data!$A$6:$A$1806,Data!$D$6:$D$1806)","v":350},{"$f":"IF($Z$1=\"+\",LOOKUP($V518,Data!$A$6:$A$1806,Data!$E$6:$E$1806)*-1,LOOKUP($V518,Data!$A$6:$A$1806,Data!$E$6:$E$1806))","v":-163.76658630371094},{"$f":"LOOKUP($V518,Data!$A$6:$A$1806,Data!$F$6:$F$1806)","v":0},{"$f":"LOOKUP($V518,Data!$A$6:$A$1806,Data!$G$6:$G$1806)","v":225},{"$f":"LOOKUP($V518,Data!$A$6:$A$1806,Data!$H$6:$H$1806)","v":10},{"$f":"LOOKUP($V518,Data!$A$6:$A$1806,Data!$I$6:$I$1806)","v":0},{"$f":"LOOKUP($V518,Data!$A$6:$A$1806,Data!$J$6:$J$1806)","v":-103},{"$f":"LOOKUP($V518,Data!$A$6:$A$1806,Data!$K$6:$K$1806)","v":7648.5},-32.80029296875]
[null,40098.112546295473,{"$f":"LOOKUP(B519,Data!$A$6:$A$1806,Data!B$6:B$1806)","v":60.041000366210938},{"$f":"LOOKUP(B519,Data!$A$6:$A$1806,Data!C$6:C$1806)","v":3704.59130859375},null,null,null,-32.80029296875,-30.760463853252293,null,null,0,3750.9358996443275,{"$f":"AVERAGE(D$79:D519)","v":3763.747427942531},{"$f":"AVERAGE(M$79:M519)","v":3788.0390665638656},3780.8494612803897,{"$f":"AVERAGE(P$79:P519)","v":3759.9879843148296},null,null,null,null,40098.112546295473,{"$f":"LOOKUP($V519,Data!$A$6:$A$1806,Data!$B$6:$B$1806)","v":60.041000366210938},{"$f":"LOOKUP($V519,Data!$A$6:$A$1806,Data!$C$6:$C$1806)","v":3704.59130859375},{"$f":"LOOKUP($V519,Data!$A$6:$A$1806,Data!$D$6:$D$1806)","v":350},{"$f":"IF($Z$1=\"+\",LOOKUP($V519,Data!$A$6:$A$1806,Data!$E$6:$E$1806)*-1,LOOKUP($V519,Data!$A$6:$A$1806,Data!$E$6:$E$1806))","v":-163.76658630371094},{"$f":"LOOKUP($V519,Data!$A$6:$A$1806,Data!$F$6:$F$1806)","v":0},{"$f":"LOOKUP($V519,Data!$A$6:$A$1806,Data!$G$6:$G$1806)","v":225},{"$f":"LOOKUP($V519,Data!$A$6:$A$1806,Data!$H$6:$H$1806)","v":10},{"$f":"LOOKUP($V519,Data!$A$6:$A$1806,Data!$I$6:$I$1806)","v":0},{"$f":"LOOKUP($V519,Data!$A$6:$A$1806,Data!$J$6:$J$1806)","v":-103},{"$f":"LOOKUP($V519,Data!$A$6:$A$1806,Data!$K$6:$K$1806)","v":7648.5},-32.80029296875]
[null,40098.11256944362,{"$f":"LOOKUP(B520,Data!$A$6:$A$1806,Data!B$6:B$1806)","v":60.043998718261719},{"$f":"LOOKUP(B520,Data!$A$6:$A$1806,Data!C$6:C$1806)","v":3702.482421875},null,null,null,-35.198974609375,-32.313942617895236,null,null,0,3749.3824208796846,{"$f":"AVERAGE(D$79:D520)","v":3763.6088193315186},{"$f":"AVERAGE(M$79:M520)","v":3787.9516080894673},3780.8494612803897,{"$f":"AVERAGE(P$79:P520)","v":3760.0352892512592},null,null,null,null,40098.11256944362,{"$f":"LOOKUP($V520,Data!$A$6:$A$1806,Data!$B$6:$B$1806)","v":60.043998718261719},{"$f":"LOOKUP($V520,Data!$A$6:$A$1806,Data!$C$6:$C$1806)","v":3702.482421875},{"$f":"LOOKUP($V520,Data!$A$6:$A$1806,Data!$D$6:$D$1806)","v":350},{"$f":"IF($Z$1=\"+\",LOOKUP($V520,Data!$A$6:$A$1806,Data!$E$6:$E$1806)*-1,LOOKUP($V520,Data!$A$6:$A$1806,Data!$E$6:$E$1806))","v":-163.76658630371094},{"$f":"LOOKUP($V520,Data!$A$6:$A$1806,Data!$F$6:$F$1806)","v":0},{"$f":"LOOKUP($V520,Data!$A$6:$A$1806,Data!$G$6:$G$1806)","v":225.5},{"$f":"LOOKUP($V520,Data!$A$6:$A$1806,Data!$H$6:$H$1806)","v":10},{"$f":"LOOKUP($V520,Data!$A$6:$A$1806,Data!$I$6:$I$1806)","v":0},{"$f":"LOOKUP($V520,Data!$A$6:$A$1806,Data!$J$6:$J$1806)","v":-103},{"$f":"LOOKUP($V520,Data!$A$6:$A$1806,Data!$K$6:$K$1806)","v":7648.83},-35.198974609375]
[null,40098.112592591766,{"$f":"LOOKUP(B521,Data!$A$6:$A$1806,Data!B$6:B$1806)","v":60.043998718261719},{"$f":"LOOKUP(B521,Data!$A$6:$A$1806,Data!C$6:C$1806)","v":3702.482421875},null,null,null,-35.198974609375,-33.323703814913159,null,null,0,3748.3726596826668,{"$f":"AVERAGE(D$79:D521)","v":3763.4708364930166},{"$f":"AVERAGE(M$79:M521)","v":3787.8622650908064},3780.8494612803897,{"$f":"AVERAGE(P$79:P521)","v":3760.0823801382026},null,null,null,null,40098.112592591766,{"$f":"LOOKUP($V521,Data!$A$6:$A$1806,Data!$B$6:$B$1806)","v":60.043998718261719},{"$f":"LOOKUP($V521,Data!$A$6:$A$1806,Data!$C$6:$C$1806)","v":3702.482421875},{"$f":"LOOKUP($V521,Data!$A$6:$A$1806,Data!$D$6:$D$1806)","v":350},{"$f":"IF($Z$1=\"+\",LOOKUP($V521,Data!$A$6:$A$1806,Data!$E$6:$E$1806)*-1,LOOKUP($V521,Data!$A$6:$A$1806,Data!$E$6:$E$1806))","v":-163.76658630371094},{"$f":"LOOKUP($V521,Data!$A$6:$A$1806,Data!$F$6:$F$1806)","v":0},{"$f":"LOOKUP($V521,Data!$A$6:$A$1806,Data!$G$6:$G$1806)","v":225.5},{"$f":"LOOKUP($V521,Data!$A$6:$A$1806,Data!$H$6:$H$1806)","v":10},{"$f":"LOOKUP($V521,Data!$A$6:$A$1806,Data!$I$6:$I$1806)","v":0},{"$f":"LOOKUP($V521,Data!$A$6:$A$1806,Data!$J$6:$J$1806)","v":-103},{"$f":"LOOKUP($V521,Data!$A$6:$A$1806,Data!$K$6:$K$1806)","v":7648.83},-35.198974609375]
[null,40098.112615739912,{"$f":"LOOKUP(B522,Data!$A$6:$A$1806,Data!B$6:B$1806)","v":60.046001434326172},{"$f":"LOOKUP(B522,Data!$A$6:$A$1806,Data!C$6:C$1806)","v":3700.825927734375},null,null,null,-36.8011474609375,-34.540809091021679,null,null,0,3747.1555544065582,{"$f":"AVERAGE(D$79:D522)","v":3763.3297443561728},{"$f":"AVERAGE(M$79:M522)","v":3787.7705833099863},3780.8494612803897,{"$f":"AVERAGE(P$79:P522)","v":3760.1292584252051},null,null,null,null,40098.112615739912,{"$f":"LOOKUP($V522,Data!$A$6:$A$1806,Data!$B$6:$B$1806)","v":60.046001434326172},{"$f":"LOOKUP($V522,Data!$A$6:$A$1806,Data!$C$6:$C$1806)","v":3700.825927734375},{"$f":"LOOKUP($V522,Data!$A$6:$A$1806,Data!$D$6:$D$1806)","v":350},{"$f":"IF($Z$1=\"+\",LOOKUP($V522,Data!$A$6:$A$1806,Data!$E$6:$E$1806)*-1,LOOKUP($V522,Data!$A$6:$A$1806,Data!$E$6:$E$1806))","v":-163.76658630371094},{"$f":"LOOKUP($V522,Data!$A$6:$A$1806,Data!$F$6:$F$1806)","v":0},{"$f":"LOOKUP($V522,Data!$A$6:$A$1806,Data!$G$6:$G$1806)","v":226},{"$f":"LOOKUP($V522,Data!$A$6:$A$1806,Data!$H$6:$H$1806)","v":10},{"$f":"LOOKUP($V522,Data!$A$6:$A$1806,Data!$I$6:$I$1806)","v":0},{"$f":"LOOKUP($V522,Data!$A$6:$A$1806,Data!$J$6:$J$1806)","v":-103},{"$f":"LOOKUP($V522,Data!$A$6:$A$1806,Data!$K$6:$K$1806)","v":7649.16},-36.8011474609375]
[null,40098.112638888058,{"$f":"LOOKUP(B523,Data!$A$6:$A$1806,Data!B$6:B$1806)","v":60.046001434326172},{"$f":"LOOKUP(B523,Data!$A$6:$A$1806,Data!C$6:C$1806)","v":3700.825927734375},null,null,null,-36.8011474609375,-35.331927520492215,null,null,0,3746.3644359770879,{"$f":"AVERAGE(D$79:D523)","v":3763.1892863412922},{"$f":"AVERAGE(M$79:M523)","v":3787.6775357878896},3780.8494612803897,{"$f":"AVERAGE(P$79:P523)","v":3760.1759255487527},null,null,null,null,40098.112638888058,{"$f":"LOOKUP($V523,Data!$A$6:$A$1806,Data!$B$6:$B$1806)","v":60.046001434326172},{"$f":"LOOKUP($V523,Data!$A$6:$A$1806,Data!$C$6:$C$1806)","v":3700.825927734375},{"$f":"LOOKUP($V523,Data!$A$6:$A$1806,Data!$D$6:$D$1806)","v":350},{"$f":"IF($Z$1=\"+\",LOOKUP($V523,Data!$A$6:$A$1806,Data!$E$6:$E$1806)*-1,LOOKUP($V523,Data!$A$6:$A$1806,Data!$E$6:$E$1806))","v":-163.76658630371094},{"$f":"LOOKUP($V523,Data!$A$6:$A$1806,Data!$F$6:$F$1806)","v":0},{"$f":"LOOKUP($V523,Data!$A$6:$A$1806,Data!$G$6:$G$1806)","v":226},{"$f":"LOOKUP($V523,Data!$A$6:$A$1806,Data!$H$6:$H$1806)","v":10},{"$f":"LOOKUP($V523,Data!$A$6:$A$1806,Data!$I$6:$I$1806)","v":0},{"$f":"LOOKUP($V523,Data!$A$6:$A$1806,Data!$J$6:$J$1806)","v":-103},{"$f":"LOOKUP($V523,Data!$A$6:$A$1806,Data!$K$6:$K$1806)","v":7649.16},-36.8011474609375]
[null,40098.112662036205,{"$f":"LOOKUP(B524,Data!$A$6:$A$1806,Data!B$6:B$1806)","v":60.046001434326172},{"$f":"LOOKUP(B524,Data!$A$6:$A$1806,Data!C$6:C$1806)","v":3699.72607421875},null,null,null,-36.8011474609375,-35.846154499648065,null,null,0,3745.850208997932,{"$f":"AVERAGE(D$79:D524)","v":3763.0469921437079},{"$f":"AVERAGE(M$79:M524)","v":3787.5837525439661},3780.8494612803897,{"$f":"AVERAGE(P$79:P524)","v":3760.2223829324189},null,null,null,null,40098.112662036205,{"$f":"LOOKUP($V524,Data!$A$6:$A$1806,Data!$B$6:$B$1806)","v":60.046001434326172},{"$f":"LOOKUP($V524,Data!$A$6:$A$1806,Data!$C$6:$C$1806)","v":3699.72607421875},{"$f":"LOOKUP($V524,Data!$A$6:$A$1806,Data!$D$6:$D$1806)","v":350},{"$f":"IF($Z$1=\"+\",LOOKUP($V524,Data!$A$6:$A$1806,Data!$E$6:$E$1806)*-1,LOOKUP($V524,Data!$A$6:$A$1806,Data!$E$6:$E$1806))","v":-165.1016845703125},{"$f":"LOOKUP($V524,Data!$A$6:$A$1806,Data!$F$6:$F$1806)","v":0},{"$f":"LOOKUP($V524,Data!$A$6:$A$1806,Data!$G$6:$G$1806)","v":226.5},{"$f":"LOOKUP($V524,Data!$A$6:$A$1806,Data!$H$6:$H$1806)","v":10},{"$f":"LOOKUP($V524,Data!$A$6:$A$1806,Data!$I$6:$I$1806)","v":0},{"$f":"LOOKUP($V524,Data!$A$6:$A$1806,Data!$J$6:$J$1806)","v":-103},{"$f":"LOOKUP($V524,Data!$A$6:$A$1806,Data!$K$6:$K$1806)","v":7649.49},-36.8011474609375]
[null,40098.112685184351,{"$f":"LOOKUP(B525,Data!$A$6:$A$1806,Data!B$6:B$1806)","v":60.046001434326172},{"$f":"LOOKUP(B525,Data!$A$6:$A$1806,Data!C$6:C$1806)","v":3699.72607421875},null,null,null,-36.8011474609375,-36.180402036099366,null,null,0,3745.5159614614809,{"$f":"AVERAGE(D$79:D525)","v":3762.9053346092001},{"$f":"AVERAGE(M$79:M525)","v":3787.4896411545201},3780.8494612803897,{"$f":"AVERAGE(P$79:P525)","v":3760.2686319870104},null,null,null,null,40098.112685184351,{"$f":"LOOKUP($V525,Data!$A$6:$A$1806,Data!$B$6:$B$1806)","v":60.046001434326172},{"$f":"LOOKUP($V525,Data!$A$6:$A$1806,Data!$C$6:$C$1806)","v":3699.72607421875},{"$f":"LOOKUP($V525,Data!$A$6:$A$1806,Data!$D$6:$D$1806)","v":350},{"$f":"IF($Z$1=\"+\",LOOKUP($V525,Data!$A$6:$A$1806,Data!$E$6:$E$1806)*-1,LOOKUP($V525,Data!$A$6:$A$1806,Data!$E$6:$E$1806))","v":-165.1016845703125},{"$f":"LOOKUP($V525,Data!$A$6:$A$1806,Data!$F$6:$F$1806)","v":0},{"$f":"LOOKUP($V525,Data!$A$6:$A$1806,Data!$G$6:$G$1806)","v":226.5},{"$f":"LOOKUP($V525,Data!$A$6:$A$1806,Data!$H$6:$H$1806)","v":10},{"$f":"LOOKUP($V525,Data!$A$6:$A$1806,Data!$I$6:$I$1806)","v":0},{"$f":"LOOKUP($V525,Data!$A$6:$A$1806,Data!$J$6:$J$1806)","v":-103},{"$f":"LOOKUP($V525,Data!$A$6:$A$1806,Data!$K$6:$K$1806)","v":7649.49},-36.8011474609375]
[null,40098.112708332497,{"$f":"LOOKUP(B526,Data!$A$6:$A$1806,Data!B$6:B$1806)","v":60.042999267578125},{"$f":"LOOKUP(B526,Data!$A$6:$A$1806,Data!C$6:C$1806)","v":3690.477294921875},null,null,null,-34.3994140625,-35.557056245339588,null,null,0,3746.1393072522405,{"$f":"AVERAGE(D$79:D526)","v":3762.7436648777552},{"$f":"AVERAGE(M$79:M526)","v":3787.397341302059},3780.8494612803897,{"$f":"AVERAGE(P$79:P526)","v":3760.3146741107093},null,null,null,null,40098.112708332497,{"$f":"LOOKUP($V526,Data!$A$6:$A$1806,Data!$B$6:$B$1806)","v":60.042999267578125},{"$f":"LOOKUP($V526,Data!$A$6:$A$1806,Data!$C$6:$C$1806)","v":3690.477294921875},{"$f":"LOOKUP($V526,Data!$A$6:$A$1806,Data!$D$6:$D$1806)","v":350},{"$f":"IF($Z$1=\"+\",LOOKUP($V526,Data!$A$6:$A$1806,Data!$E$6:$E$1806)*-1,LOOKUP($V526,Data!$A$6:$A$1806,Data!$E$6:$E$1806))","v":-165.1016845703125},{"$f":"LOOKUP($V526,Data!$A$6:$A$1806,Data!$F$6:$F$1806)","v":0},{"$f":"LOOKUP($V526,Data!$A$6:$A$1806,Data!$G$6:$G$1806)","v":227},{"$f":"LOOKUP($V526,Data!$A$6:$A$1806,Data!$H$6:$H$1806)","v":10},{"$f":"LOOKUP($V526,Data!$A$6:$A$1806,Data!$I$6:$I$1806)","v":0},{"$f":"LOOKUP($V526,Data!$A$6:$A$1806,Data!$J$6:$J$1806)","v":-103},{"$f":"LOOKUP($V526,Data!$A$6:$A$1806,Data!$K$6:$K$1806)","v":7649.82},-34.3994140625]
[null,40098.112731480644,{"$f":"LOOKUP(B527,Data!$A$6:$A$1806,Data!B$6:B$1806)","v":60.042999267578125},{"$f":"LOOKUP(B527,Data!$A$6:$A$1806,Data!C$6:C$1806)","v":3690.477294921875},null,null,null,-34.3994140625,-35.151881481345733,null,null,0,3746.5444820162343,{"$f":"AVERAGE(D$79:D527)","v":3762.5827152787442},{"$f":"AVERAGE(M$79:M527)","v":3787.3063549784829},3780.8494612803897,{"$f":"AVERAGE(P$79:P527)","v":3760.3605106892128},null,null,null,null,40098.112731480644,{"$f":"LOOKUP($V527,Data!$A$6:$A$1806,Data!$B$6:$B$1806)","v":60.042999267578125},{"$f":"LOOKUP($V527,Data!$A$6:$A$1806,Data!$C$6:$C$1806)","v":3690.477294921875},{"$f":"LOOKUP($V527,Data!$A$6:$A$1806,Data!$D$6:$D$1806)","v":350},{"$f":"IF($Z$1=\"+\",LOOKUP($V527,Data!$A$6:$A$1806,Data!$E$6:$E$1806)*-1,LOOKUP($V527,Data!$A$6:$A$1806,Data!$E$6:$E$1806))","v":-165.1016845703125},{"$f":"LOOKUP($V527,Data!$A$6:$A$1806,Data!$F$6:$F$1806)","v":0},{"$f":"LOOKUP($V527,Data!$A$6:$A$1806,Data!$G$6:$G$1806)","v":227},{"$f":"LOOKUP($V527,Data!$A$6:$A$1806,Data!$H$6:$H$1806)","v":10},{"$f":"LOOKUP($V527,Data!$A$6:$A$1806,Data!$I$6:$I$1806)","v":0},{"$f":"LOOKUP($V527,Data!$A$6:$A$1806,Data!$J$6:$J$1806)","v":-103},{"$f":"LOOKUP($V527,Data!$A$6:$A$1806,Data!$K$6:$K$1806)","v":7649.82},-34.3994140625]
[null,40098.11275462879,{"$f":"LOOKUP(B528,Data!$A$6:$A$1806,Data!B$6:B$1806)","v":60.043998718261719},{"$f":"LOOKUP(B528,Data!$A$6:$A$1806,Data!C$6:C$1806)","v":3696.877197265625},null,null,null,-35.198974609375,-35.168364076155981,null,null,{"$f":"IF(B528>G$3,0,(K$21*0.000023148/K$22))","v":0},{"$f":"M527+L528+(I528-I527)","v":3746.5279994214238},{"$f":"AVERAGE(D$79:D528)","v":3762.4367030164931},{"$f":"AVERAGE(M$79:M528)","v":3787.2157364105778},3780.8494612803897,{"$f":"AVERAGE(P$79:P528)","v":3760.4061430958741},null,null,null,null,40098.11275462879,{"$f":"LOOKUP($V528,Data!$A$6:$A$1806,Data!$B$6:$B$1806)","v":60.043998718261719},{"$f":"LOOKUP($V528,Data!$A$6:$A$1806,Data!$C$6:$C$1806)","v":3696.877197265625},{"$f":"LOOKUP($V528,Data!$A$6:$A$1806,Data!$D$6:$D$1806)","v":350},{"$f":"IF($Z$1=\"+\",LOOKUP($V528,Data!$A$6:$A$1806,Data!$E$6:$E$1806)*-1,LOOKUP($V528,Data!$A$6:$A$1806,Data!$E$6:$E$1806))","v":-165.1016845703125},{"$f":"LOOKUP($V528,Data!$A$6:$A$1806,Data!$F$6:$F$1806)","v":0},{"$f":"LOOKUP($V528,Data!$A$6:$A$1806,Data!$G$6:$G$1806)","v":227.5},{"$f":"LOOKUP($V528,Data!$A$6:$A$1806,Data!$H$6:$H$1806)","v":10},{"$f":"LOOKUP($V528,Data!$A$6:$A$1806,Data!$I$6:$I$1806)","v":0},{"$f":"LOOKUP($V528,Data!$A$6:$A$1806,Data!$J$6:$J$1806)","v":-103},{"$f":"LOOKUP($V528,Data!$A$6:$A$1806,Data!$K$6:$K$1806)","v":7650.15},-35.198974609375]
[null,40098.112777776936,{"$f":"LOOKUP(B529,Data!$A$6:$A$1806,Data!B$6:B$1806)","v":60.043998718261719},{"$f":"LOOKUP(B529,Data!$A$6:$A$1806,Data!C$6:C$1806)","v":3696.877197265625},null,null,null,-35.198974609375,-35.17907776278264,null,null,0,3746.517285734797,{"$f":"AVERAGE(D$79:D529)","v":3762.2913382587308},{"$f":"AVERAGE(M$79:M529)","v":3787.1254959434477},3780.8494612803897,{"$f":"AVERAGE(P$79:P529)","v":3760.4515726918398},null,null,null,null,{"$f":"V528+TIME(0,0,$B$1)","v":40098.112777776936},{"$f":"LOOKUP($V529,Data!$A$6:$A$1806,Data!$B$6:$B$1806)","v":60.043998718261719},{"$f":"LOOKUP($V529,Data!$A$6:$A$1806,Data!$C$6:$C$1806)","v":3696.877197265625},{"$f":"LOOKUP($V529,Data!$A$6:$A$1806,Data!$D$6:$D$1806)","v":350},{"$f":"IF($Z$1=\"+\",LOOKUP($V529,Data!$A$6:$A$1806,Data!$E$6:$E$1806)*-1,LOOKUP($V529,Data!$A$6:$A$1806,Data!$E$6:$E$1806))","v":-165.1016845703125},{"$f":"LOOKUP($V529,Data!$A$6:$A$1806,Data!$F$6:$F$1806)","v":0},{"$f":"LOOKUP($V529,Data!$A$6:$A$1806,Data!$G$6:$G$1806)","v":227.5},{"$f":"LOOKUP($V529,Data!$A$6:$A$1806,Data!$H$6:$H$1806)","v":10},{"$f":"LOOKUP($V529,Data!$A$6:$A$1806,Data!$I$6:$I$1806)","v":0},{"$f":"LOOKUP($V529,Data!$A$6:$A$1806,Data!$J$6:$J$1806)","v":-103},{"$f":"LOOKUP($V529,Data!$A$6:$A$1806,Data!$K$6:$K$1806)","v":7650.15},-35.198974609375]

{"sheet":"Graph 20 to 52s","index":3,"n_rows":0,"n_cols":0,"rows_kept":0,"cut":false,"hidden":false,"merged":[]}

{"sheet":"Sustained Graph","index":4,"n_rows":0,"n_cols":0,"rows_kept":0,"cut":false,"hidden":false,"merged":[]}

{"sheet":"Form 1 Summary Data","index":5,"n_rows":7,"n_cols":31,"rows_kept":7,"cut":false,"hidden":false,"merged":[]}
[null,null,null,null,null,null,"Value A Data",null,"BA Performance",null,null,null,null,null,null,null,null,"Value B","20 to 52 second Average Period Evaluation"]
[null,null,null,null,null,null,null,null,"JOU","Non-",null,null,"Transferred","Contingent",null,null,null,null,null,"JOU","Non-",null,null,"Transferred","Contingent"]
["Date","A Point","FPointA","A Value","t(0) Time","C Value",null,"Net","Dynamic","Conforming","Pumped","Ramping","Frequency","BA","BA","BA","Bias",null,"Net","Dynamic","Conforming","Pumped","Ramping","Frequency","BA","Initial","Initial","Sustained","BA","BA","Bias"]
[null,"Time","Hz","Hz",null,"Hz",null,"Actual","Schedules","Load","Hydro","Units","Response","Lost Generation","Bias","Load","Setting",null,"Actual","Schedules","Load","Hydro","Units","Response","Lost Generation","Performance","Performance","Performance","Bias","Load","Setting"]
[null,null,null,null,null,null,"Frequency","Interchange","Imp(-) Exp (+)","Load (-)","Load (-) Gen (+)","Gen (+)","Rec (-) Del (+)","Load (-) Gen (+)","Setting",null,"EPFR","Frequency","Interchange","Imp(-) Exp (+)","Load (-)","Load (-) Gen (+)","Gen (+)","Rec (-) Del (+)","Load (-) Gen (+)","Adjusted","Unadjusted",null,"Setting",null,"EPFR"]
[null,null,null,null,null,null,"Hz","MW","MW","MW","MW","MW","MW","MW","MW/0.1 Hz","MW","MW","Hz","MW","MW","MW","MW","MW","MW","MW","P.U.","P.U.","P.U.","MW/0.1 Hz","MW","MW"]
[{"$f":"Evaluation!AN2","v":"2009-10-12T02:27:24"},{"$f":"Evaluation!G2","v":40098.102361111109},{"$f":"Evaluation!S2","v":60.041000366210938},{"$f":"Evaluation!S3","v":60.041999816894531},{"$f":"Evaluation!G2","v":40098.102361111109},{"$f":"Evaluation!S4","v":59.83599853515625},{"$f":"Evaluation!AN4","v":60.041999816894531},{"$f":"Evaluation!AN7","v":3645.302734375},{"$f":"Evaluation!AN15","v":350},{"$f":"Evaluation!AN16","v":-165.47639465332031},{"$f":"Evaluation!AN17","v":0},{"$f":"Evaluation!AN18","v":114.25},{"$f":"Evaluation!AN19","v":-4.199981689453125},{"$f":"Evaluation!AN20","v":15},{"$f":"Evaluation!AS15","v":-103},{"$f":"Evaluation!AS23","v":7575.4049999999997},{"$f":"Evaluation!AS17","v":-43.259811401367188},{"$f":"Evaluation!AN5","v":59.888764774098114},{"$f":"Evaluation!AN8","v":3788.846607881434},{"$f":"Evaluation!AN23","v":335},{"$f":"Evaluation!AN16","v":-165.47639465332031},{"$f":"Evaluation!AN25","v":3.4705882352941178},{"$f":"Evaluation!AN26","v":119.61764705882354},{"$f":"Evaluation!AN27","v":11.123522590188628},{"$f":"Evaluation!AN28","v":0},{"$f":"Evaluation!AN34","v":1.5986097565618753},{"$f":"Evaluation!AN33","v":1.1709452264220586},{"$f":"Evaluation!$K$33","v":0.89495436728882505},{"$f":"Evaluation!AS16","v":-103},{"$f":"Evaluation!AS24","v":7578.9476470588233},{"$f":"Evaluation!AS18","v":114.57228267894287}]

{"sheet":"Instructions","index":6,"n_rows":43,"n_cols":2,"rows_kept":43,"cut":false,"hidden":false,"merged":[]}
["Steps","To be completed for each event evaluated."]
[1,"Set-up Data collection in exact same order as the \"Data\" sheet of this work book.  Data should be in this order:"]
[null,"Column A: Date and Time in this format, mm/dd/yy HH:MM:SS"]
[null,"Column B: Frequency Hz"]
[null,"Column C: Net Actual Interchange"]
[null,"Column D: Joint Owned Unit dynamic schedule"]
[null,"Column E: Non Conforming Load"]
[null,"Column F: Pumped Hydro"]
[null,"Column G: Ramping units"]
[null,"Column H: Transferred Frequency Response"]
[null,"Column I: Contingent BA Lost load or generation"]
[null,"Column J: BA Bias Setting"]
[null,"Column K: BA Load"]
[]
[2,"Note: Columns D, E, F, G and H are optional data.  If you choose not to use these, leave the columns blank.  Do not delete the columns.  Use the sign (+/-) convention defined in FRS Form 1."]
[3,"Data compression must be turned off for each data point.  Quality data will give you quality results in the evaluation."]
[4,"Data must be at 4 second sample rate for the full 25 minute minimum collection period that starts a minimum of two (2) minutes before the event begins and includes a minimum of 15 minutes after the beginning of the event."]
[null,"The spreadsheet will work with up to 60 minutes of data.  Be sure the \"Data\" worksheet is clear of any old data.  If you start your data collection exactly 10 minutes before the event time in Form 1, the row number in cell C8"]
[null,"of the Entry Data sheet will be correct most of the time.  If using PI historian as your data source, use \"PasteSpecial/Values\" to enter data into the spreadsheet.  Do not include historian data collection formulas in the data."]
[5,"Once data is in place in the \"Data\" worksheet, determine when the beginning of the event occurred.  This is accomplished by knowing the UTC event time from Form 1."]
[null,"Convert the UTC event time to your PI data time and then scroll through the Data worksheet column B data of frequency and observe when frequency moves from the normal, pre-event frequency."]
[null,"This will usually be a single change in frequency of 0.008 to 0.010 Hz more or less.  Note the row number in the worksheet that this change occurs.  In this sample data spreadsheet this occurs in row 156 of the data."]
[6,"Edit cell \"C8\" of the \"Entry Data\" worksheet, change the formula in the cell \"C8\" to reference the row number identified in step 5 above.  In the sample data of this workbook this formula is: \"=Data!A156\""]
[null,"If the correct row is selected, the \"Graph 20 to 52s\" worksheet will indicate the first change in frequency of the event on the center vertical grid line of the graph (Red Trend)."]
[7,"Determine the end of the event to be evaluated.  Use the same rules that are used for DCS only look at frequency instead of ACE.  Scroll down the frequency data in column B of the \"Data\" worksheet until frequency reaches 60 Hz or the"]
[null,"pre-disturbance value.  Note the row number in the worksheet that this occurs.  In this sample data spreadsheet this occurs in row 242."]
[8,"Edit cell \"C11\" of the \"Evaluation\" worksheet, change the formula in the cell \"C11\" to reference the row number identified in step 7 above.  In the sample data of this workbook this formula is: \"=Data!A242\""]
[9,"Use the \"copy\" button provided to copy the evaluation and event specific data for the \"FRS Form 1\" of this field trial.  This data is summarized in the correct order on worksheet \"Form 1 Summary Data\" of this workbook."]
[null,"Use PasteSpecial/Values when pasting the data into FRS Form 1 on the appropriate event row."]
[10,"Save this Form 2 using the file name convention on the Entry Data worksheet.  Return all completed Form 2s with your Form 1 to NERC."]
[]
[]
[]
["Steps","To be completed the first time you use Form 2 for your BA."]
["A","Enter the Balancing Authority name as you want it to appear on the graphs in cell \"B1\" of the \"Entry Data\" worksheet.  For example: \"NYISO\"."]
["B","Enter your Balancing Authorities Frequency Response Obligation in cell \"B2\" of the \"Entry Data\" worksheet.  For example: -80 MW/0.1 Hz (This value could change annually and must be a negative value)"]
["C","For informational and educational purposes, a \"Sustained\" performance evaluation is provided in the \"Evaluation\" worksheet and in the \"Sustained\" Graph.  This evaluation uses a Time Constant (TC) to model the frequency response of your BA."]
[null,"The time constant is located in cell \"L13\" of the \"Evaluation\" spreadsheet and should be edited for the types of generators in your BA.  Presently this time constant is set at 0.35.  "]
[null,"The higher the value of the time constant, the faster the delivery of frequency response is expected.  Setting the TC to 1.0 effectively turns off the delay and instantaneous frequency response will be modeled.  Do not set higher than 1.0."]
[null,"This time constant is only used in the \"Sustained\" evaluation and is not used for the Field Trial evaluation of performance to the FRO."]
[null,"A typical setting for this time constant is 0.08 to 0.15 for hydro units, 0.10 to 0.20 for large steam turbines and 0.20 to 0.40 for combustion turbines.  "]
[null,"By observing the slope of your \"Interchange Actual\" on the \"Sustained\" Graph, adjust the time constant until the initial slope of the \"Target\" is similar."]
[null,"When set appropriately, the \"Target\" trend on the \"Sustained\" graph will model what Interchange Actual should have done during the event recovery period based on your minimum FRO."]

{"sheet":"Adj Graph JOU","index":7,"n_rows":0,"n_cols":0,"rows_kept":0,"cut":false,"hidden":false,"merged":[]}

{"sheet":"Adj Graph NCL","index":8,"n_rows":0,"n_cols":0,"rows_kept":0,"cut":false,"hidden":false,"merged":[]}

{"sheet":"Adj Graph PmpHyd","index":9,"n_rows":0,"n_cols":0,"rows_kept":0,"cut":false,"hidden":false,"merged":[]}

{"sheet":"Adj Graph RampGen","index":10,"n_rows":0,"n_cols":0,"rows_kept":0,"cut":false,"hidden":false,"merged":[]}

{"sheet":"Adj Graph MWper0.1Hz","index":11,"n_rows":0,"n_cols":0,"rows_kept":0,"cut":false,"hidden":false,"merged":[]}

{"sheet":"Adj Graph ContingentBA","index":12,"n_rows":0,"n_cols":0,"rows_kept":0,"cut":false,"hidden":false,"merged":[]}

{"sheet":"BA LoadDampening","index":13,"n_rows":0,"n_cols":0,"rows_kept":0,"cut":false,"hidden":false,"merged":[]}

{"sheet":"BA BiasSetting","index":14,"n_rows":0,"n_cols":0,"rows_kept":0,"cut":false,"hidden":false,"merged":[]}