## NERC_GADS_DRI_2023_Cause_Codes_
Unit Type Code | Unit Type Name | System Name | Component Name | Sub-Component Name | Cause Code ID | Cause Code Name
100 | Fossil-Steam | External | Economic |  | 0 | Reserve shutdown
200 | Nuclear | External | Economic |  | 0 | Reserve shutdown
300 | Gas Turbine/Jet Engine (Simple Cycle Operation) | External | Economic |  | 0 | Reserve shutdown
400 | Internal Combustion/Reciprocating Engines | External | Economic |  | 0 | Reserve shutdown
500 | Pumped Storage/Hydro | External | Economic |  | 0 | Reserve shutdown
650 | Fluidized Bed | External | Economic |  | 0 | Reserve shutdown
800 | Miscellaneous | External | Economic |  | 0 | Reserve shutdown
810 | Multi-boiler/Multi-turbine | External | Economic |  | 0 | Reserve shutdown
830 | Geothermal | External | Economic |  | 0 | Reserve shutdown
850 | Combined Cycle Block | External | Economic |  | 0 | Reserve shutdown
851 | CC GT units | External | Economic |  | 0 | Reserve shutdown
852 | CC steam units | External | Economic |  | 0 | Reserve shutdown
860 | Co-generator Block | External | Economic |  | 0 | Reserve shutdown
861 | CoG GT units | External | Economic |  | 0 | Reserve shutdown
862 | CoG steam units | External | Economic |  | 0 | Reserve shutdown
100 | Fossil-Steam | Inactive States | Inactive States |  | 2 | Inactive Reserve Shutdown
200 | Nuclear | Inactive States | Inactive States |  | 2 | Inactive Reserve Shutdown
300 | Gas Turbine/Jet Engine (Simple Cycle Operation) | Inactive States | Inactive States |  | 2 | Inactive Reserve Shutdown
400 | Internal Combustion/Reciprocating Engines | Inactive States | Inactive States |  | 2 | Inactive Reserve Shutdown
500 | Pumped Storage/Hydro | Inactive States | Inactive States |  | 2 | Inactive Reserve Shutdown
650 | Fluidized Bed | Inactive States | Inactive States |  | 2 | Inactive Reserve Shutdown
800 | Miscellaneous | Inactive States | Inactive States |  | 2 | Inactive Reserve Shutdown
810 | Multi-boiler/Multi-turbine | Inactive States | Inactive States |  | 2 | Inactive Reserve Shutdown
830 | Geothermal | Inactive States | Inactive States |  | 2 | Inactive Reserve Shutdown
850 | Combined Cycle Block | Inactive States | Inactive States |  | 2 | Inactive Reserve Shutdown
851 | CC GT units | Inactive States | Inactive States |  | 2 | Inactive Reserve Shutdown
852 | CC steam units | Inactive States | Inactive States |  | 2 | Inactive Reserve Shutdown
860 | Co-generator Block | Inactive States | Inactive States |  | 2 | Inactive Reserve Shutdown
861 | CoG GT units | Inactive States | Inactive States |  | 2 | Inactive Reserve Shutdown
862 | CoG steam units | Inactive States | Inactive States |  | 2 | Inactive Reserve Shutdown
100 | Fossil-Steam | Boiler | Boiler Fuel Supply to Bunker | Coal Handling Equipment up Through Bunkers | 10 | Thaw shed failure or fire
650 | Fluidized Bed | Boiler | Boiler Fuel Supply to Bunker | Coal Handling Equipment up Through Bunkers | 10 | Thaw shed failure or fire
800 | Miscellaneous | Boiler | Boiler Fuel Supply to Bunker | Coal Handling Equipment up Through Bunkers | 10 | Thaw shed failure or fire
810 | Multi-boiler/Multi-turbine | Boiler | Boiler Fuel Supply to Bunker | Coal Handling Equipment up Through Bunkers | 10 | Thaw shed failure or fire
100 | Fossil-Steam | Boiler | Boiler Fuel Supply to Bunker | Coal Handling Equipment up Through Bunkers | 20 | Coal car dumpers, shakers, and unloaders
650 | Fluidized Bed | Boiler | Boiler Fuel Supply to Bunker | Coal Handling Equipment up Through Bunkers | 20 | Coal car dumpers, shakers, and unloaders
800 | Miscellaneous | Boiler | Boiler Fuel Supply to Bunker | Coal Handling Equipment up Through Bunkers | 20 | Coal car dumpers, shakers, and unloaders
810 | Multi-boiler/Multi-turbine | Boiler | Boiler Fuel Supply to Bunker | Coal Handling Equipment up Through Bunkers | 20 | Coal car dumpers, shakers, and unloaders
100 | Fossil-Steam | Boiler | Boiler Fuel Supply to Bunker | Coal Handling Equipment up Through Bunkers | 22 | Unloading/receiving hopper (train/truck)
650 | Fluidized Bed | Boiler | Boiler Fuel Supply to Bunker | Coal Handling Equipment up Through Bunkers | 22 | Unloading/receiving hopper (train/truck)
800 | Miscellaneous | Boiler | Boiler Fuel Supply to Bunker | Coal Handling Equipment up Through Bunkers | 22 | Unloading/receiving hopper (train/truck)
810 | Multi-boiler/Multi-turbine | Boiler | Boiler Fuel Supply to Bunker | Coal Handling Equipment up Through Bunkers | 22 | Unloading/receiving hopper (train/truck)
100 | Fossil-Steam | Boiler | Boiler Fuel Supply to Bunker | Coal Handling Equipment up Through Bunkers | 24 | Rotary plow
650 | Fluidized Bed | Boiler | Boiler Fuel Supply to Bunker | Coal Handling Equipment up Through Bunkers | 24 | Rotary plow
800 | Miscellaneous | Boiler | Boiler Fuel Supply to Bunker | Coal Handling Equipment up Through Bunkers | 24 | Rotary plow
810 | Multi-boiler/Multi-turbine | Boiler | Boiler Fuel Supply to Bunker | Coal Handling Equipment up Through Bunkers | 24 | Rotary plow
100 | Fossil-Steam | Boiler | Boiler Fuel Supply to Bunker | Coal Handling Equipment up Through Bunkers | 26 | Dust suppression system
650 | Fluidized Bed | Boiler | Boiler Fuel Supply to Bunker | Coal Handling Equipment up Through Bunkers | 26 | Dust suppression system
800 | Miscellaneous | Boiler | Boiler Fuel Supply to Bunker | Coal Handling Equipment up Through Bunkers | 26 | Dust suppression system
810 | Multi-boiler/Multi-turbine | Boiler | Boiler Fuel Supply to Bunker | Coal Handling Equipment up Through Bunkers | 26 | Dust suppression system
100 | Fossil-Steam | Boiler | Boiler Fuel Supply to Bunker | Coal Handling Equipment up Through Bunkers | 28 | Dust collection system
650 | Fluidized Bed | Boiler | Boiler Fuel Supply to Bunker | Coal Handling Equipment up Through Bunkers | 28 | Dust collection system
800 | Miscellaneous | Boiler | Boiler Fuel Supply to Bunker | Coal Handling Equipment up Through Bunkers | 28 | Dust collection system
810 | Multi-boiler/Multi-turbine | Boiler | Boiler Fuel Supply to Bunker | Coal Handling Equipment up Through Bunkers | 28 | Dust collection system
100 | Fossil-Steam | Boiler | Boiler Fuel Supply to Bunker | Coal Handling Equipment up Through Bunkers | 30 | Coal conveyors and feeders
650 | Fluidized Bed | Boiler | Boiler Fuel Supply to Bunker | Coal Handling Equipment up Through Bunkers | 30 | Coal conveyors and feeders
800 | Miscellaneous | Boiler | Boiler Fuel Supply to Bunker | Coal Handling Equipment up Through Bunkers | 30 | Coal conveyors and feeders
810 | Multi-boiler/Multi-turbine | Boiler | Boiler Fuel Supply to Bunker | Coal Handling Equipment up Through Bunkers | 30 | Coal conveyors and feeders
100 | Fossil-Steam | Boiler | Boiler Fuel Supply to Bunker | Coal Handling Equipment up Through Bunkers | 35 | Metal detector/collector (including magnetic separator)
650 | Fluidized Bed | Boiler | Boiler Fuel Supply to Bunker | Coal Handling Equipment up Through Bunkers | 35 | Metal detector/collector (including magnetic separator)
800 | Miscellaneous | Boiler | Boiler Fuel Supply to Bunker | Coal Handling Equipment up Through Bunkers | 35 | Metal detector/collector (including magnetic separator)
810 | Multi-boiler/Multi-turbine | Boiler | Boiler Fuel Supply to Bunker | Coal Handling Equipment up Through Bunkers | 35 | Metal detector/collector (including magnetic separator)
100 | Fossil-Steam | Boiler | Boiler Fuel Supply to Bunker | Coal Handling Equipment up Through Bunkers | 40 | Coal elevators
650 | Fluidized Bed | Boiler | Boiler Fuel Supply to Bunker | Coal Handling Equipment up Through Bunkers | 40 | Coal elevators
800 | Miscellaneous | Boiler | Boiler Fuel Supply to Bunker | Coal Handling Equipment up Through Bunkers | 40 | Coal elevators
810 | Multi-boiler/Multi-turbine | Boiler | Boiler Fuel Supply to Bunker | Coal Handling Equipment up Through Bunkers | 40 | Coal elevators
100 | Fossil-Steam | Boiler | Boiler Fuel Supply to Bunker | Coal Handling Equipment up Through Bunkers | 50 | Coal storage fires
650 | Fluidized Bed | Boiler | Boiler Fuel Supply to Bunker | Coal Handling Equipment up Through Bunkers | 50 | Coal storage fires
800 | Miscellaneous | Boiler | Boiler Fuel Supply to Bunker | Coal Handling Equipment up Through Bunkers | 50 | Coal storage fires
810 | Multi-boiler/Multi-turbine | Boiler | Boiler Fuel Supply to Bunker | Coal Handling Equipment up Through Bunkers | 50 | Coal storage fires
100 | Fossil-Steam | Boiler | Boiler Fuel Supply to Bunker | Coal Handling Equipment up Through Bunkers | 60 | Coal crushers including motors
650 | Fluidized Bed | Boiler | Boiler Fuel Supply to Bunker | Coal Handling Equipment up Through Bunkers | 60 | Coal crushers including motors
800 | Miscellaneous | Boiler | Boiler Fuel Supply to Bunker | Coal Handling Equipment up Through Bunkers | 60 | Coal crushers including motors
810 | Multi-boiler/Multi-turbine | Boiler | Boiler Fuel Supply to Bunker | Coal Handling Equipment up Through Bunkers | 60 | Coal crushers including motors
100 | Fossil-Steam | Boiler | Boiler Fuel Supply to Bunker | Coal Handling Equipment up Through Bunkers | 70 | Coal samplers
650 | Fluidized Bed | Boiler | Boiler Fuel Supply to Bunker | Coal Handling Equipment up Through Bunkers | 70 | Coal samplers
800 | Miscellaneous | Boiler | Boiler Fuel Supply to Bunker | Coal Handling Equipment up Through Bunkers | 70 | Coal samplers
810 | Multi-boiler/Multi-turbine | Boiler | Boiler Fuel Supply to Bunker | Coal Handling Equipment up Through Bunkers | 70 | Coal samplers
100 | Fossil-Steam | Boiler | Boiler Fuel Supply to Bunker | Coal Handling Equipment up Through Bunkers | 75 | Storage silos/hoppers
650 | Fluidized Bed | Boiler | Boiler Fuel Supply to Bunker | Coal Handling Equipment up Through Bunkers | 75 | Storage silos/hoppers
800 | Miscellaneous | Boiler | Boiler Fuel Supply to Bunker | Coal Handling Equipment up Through Bunkers | 75 | Storage silos/hoppers
810 | Multi-boiler/Multi-turbine | Boiler | Boiler Fuel Supply to Bunker | Coal Handling Equipment up Through Bunkers | 75 | Storage silos/hoppers
100 | Fossil-Steam | Boiler | Boiler Fuel Supply to Bunker | Coal Handling Equipment up Through Bunkers | 80 | Stackers/reclaimers
650 | Fluidized Bed | Boiler | Boiler Fuel Supply to Bunker | Coal Handling Equipment up Through Bunkers | 80 | Stackers/reclaimers
800 | Miscellaneous | Boiler | Boiler Fuel Supply to Bunker | Coal Handling Equipment up Through Bunkers | 80 | Stackers/reclaimers
810 | Multi-boiler/Multi-turbine | Boiler | Boiler Fuel Supply to Bunker | Coal Handling Equipment up Through Bunkers | 80 | Stackers/reclaimers
100 | Fossil-Steam | Boiler | Boiler Fuel Supply to Bunker | Coal Handling Equipment up Through Bunkers | 84 | Coal conveyor scales storage coal pile
650 | Fluidized Bed | Boiler | Boiler Fuel Supply to Bunker | Coal Handling Equipment up Through Bunkers | 84 | Coal conveyor scales storage coal pile
800 | Miscellaneous | Boiler | Boiler Fuel Supply to Bunker | Coal Handling Equipment up Through Bunkers | 84 | Coal conveyor scales storage coal pile
810 | Multi-boiler/Multi-turbine | Boiler | Boiler Fuel Supply to Bunker | Coal Handling Equipment up Through Bunkers | 84 | Coal conveyor scales storage coal pile
100 | Fossil-Steam | Boiler | Boiler Fuel Supply to Bunker | Coal Handling Equipment up Through Bunkers | 85 | Bunker feeder coal scales
650 | Fluidized Bed | Boiler | Boiler Fuel Supply to Bunker | Coal Handling Equipment up Through Bunkers | 85 | Bunker feeder coal scales
800 | Miscellaneous | Boiler | Boiler Fuel Supply to Bunker | Coal Handling Equipment up Through Bunkers | 85 | Bunker feeder coal scales
810 | Multi-boiler/Multi-turbine | Boiler | Boiler Fuel Supply to Bunker | Coal Handling Equipment up Through Bunkers | 85 | Bunker feeder coal scales
100 | Fossil-Steam | Boiler | Boiler Fuel Supply to Bunker | Coal Handling Equipment up Through Bunkers | 90 | Bunker fires
650 | Fluidized Bed | Boiler | Boiler Fuel Supply to Bunker | Coal Handling Equipment up Through Bunkers | 90 | Bunker fires
800 | Miscellaneous | Boiler | Boiler Fuel Supply to Bunker | Coal Handling Equipment up Through Bunkers | 90 | Bunker fires
810 | Multi-boiler/Multi-turbine | Boiler | Boiler Fuel Supply to Bunker | Coal Handling Equipment up Through Bunkers | 90 | Bunker fires
100 | Fossil-Steam | Boiler | Boiler Fuel Supply to Bunker | Coal Handling Equipment up Through Bunkers | 95 | Bunker flow problems
650 | Fluidized Bed | Boiler | Boiler Fuel Supply to Bunker | Coal Handling Equipment up Through Bunkers | 95 | Bunker flow problems
800 | Miscellaneous | Boiler | Boiler Fuel Supply to Bunker | Coal Handling Equipment up Through Bunkers | 95 | Bunker flow problems
810 | Multi-boiler/Multi-turbine | Boiler | Boiler Fuel Supply to Bunker | Coal Handling Equipment up Through Bunkers | 95 | Bunker flow problems
100 | Fossil-Steam | Boiler | Boiler Fuel Supply to Bunker | Coal Handling Equipment up Through Bunkers | 100 | Bunker gates
650 | Fluidized Bed | Boiler | Boiler Fuel Supply to Bunker | Coal Handling Equipment up Through Bunkers | 100 | Bunker gates
800 | Miscellaneous | Boiler | Boiler Fuel Supply to Bunker | Coal Handling Equipment up Through Bunkers | 100 | Bunker gates
810 | Multi-boiler/Multi-turbine | Boiler | Boiler Fuel Supply to Bunker | Coal Handling Equipment up Through Bunkers | 100 | Bunker gates
100 | Fossil-Steam | Boiler | Boiler Fuel Supply to Bunker | Coal Handling Equipment up Through Bunkers | 105 | Bunker structures
650 | Fluidized Bed | Boiler | Boiler Fuel Supply to Bunker | Coal Handling Equipment up Through Bunkers | 105 | Bunker structures
800 | Miscellaneous | Boiler | Boiler Fuel Supply to Bunker | Coal Handling Equipment up Through Bunkers | 105 | Bunker structures
810 | Multi-boiler/Multi-turbine | Boiler | Boiler Fuel Supply to Bunker | Coal Handling Equipment up Through Bunkers | 105 | Bunker structures
100 | Fossil-Steam | Boiler | Boiler Fuel Supply to Bunker | Coal Handling Equipment up Through Bunkers | 106 | Coal drying system (see additional codes 0125-0127)
650 | Fluidized Bed | Boiler | Boiler Fuel Supply to Bunker | Coal Handling Equipment up Through Bunkers | 106 | Coal drying system (see additional codes 0125-0127)
800 | Miscellaneous | Boiler | Boiler Fuel Supply to Bunker | Coal Handling Equipment up Through Bunkers | 106 | Coal drying system (see additional codes 0125-0127)
810 | Multi-boiler/Multi-turbine | Boiler | Boiler Fuel Supply to Bunker | Coal Handling Equipment up Through Bunkers | 106 | Coal drying system (see additional codes 0125-0127)
100 | Fossil-Steam | Boiler | Boiler Fuel Supply to Bunker | Coal Handling Equipment up Through Bunkers | 107 | Screen (prior to bunkers)
650 | Fluidized Bed | Boiler | Boiler Fuel Supply to Bunker | Coal Handling Equipment up Through Bunkers | 107 | Screen (prior to bunkers)
800 | Miscellaneous | Boiler | Boiler Fuel Supply to Bunker | Coal Handling Equipment up Through Bunkers | 107 | Screen (prior to bunkers)
810 | Multi-boiler/Multi-turbine | Boiler | Boiler Fuel Supply to Bunker | Coal Handling Equipment up Through Bunkers | 107 | Screen (prior to bunkers)
100 | Fossil-Steam | Boiler | Boiler Fuel Supply to Bunker | Coal Handling Equipment up Through Bunkers | 110 | Other coal fuel supply problems up through bunkers
650 | Fluidized Bed | Boiler | Boiler Fuel Supply to Bunker | Coal Handling Equipment up Through Bunkers | 110 | Other coal fuel supply problems up through bunkers
800 | Miscellaneous | Boiler | Boiler Fuel Supply to Bunker | Coal Handling Equipment up Through Bunkers | 110 | Other coal fuel supply problems up through bunkers
810 | Multi-boiler/Multi-turbine | Boiler | Boiler Fuel Supply to Bunker | Coal Handling Equipment up Through Bunkers | 110 | Other coal fuel supply problems up through bunkers
650 | Fluidized Bed | Boiler | Boiler Fuel Supply to Bunker | Solid Fuel Feed Equipment from Bunkers to Boiler (FBC only) | 111 | Solid fuel feeder conveyors
800 | Miscellaneous | Boiler | Boiler Fuel Supply to Bunker | Solid Fuel Feed Equipment from Bunkers to Boiler (FBC only) | 111 | Solid fuel feeder conveyors
810 | Multi-boiler/Multi-turbine | Boiler | Boiler Fuel Supply to Bunker | Solid Fuel Feed Equipment from Bunkers to Boiler (FBC only) | 111 | Solid fuel feeder conveyors
650 | Fluidized Bed | Boiler | Boiler Fuel Supply to Bunker | Solid Fuel Feed Equipment from Bunkers to Boiler (FBC only) | 112 | Solid fuel feed tanks/hoppers
800 | Miscellaneous | Boiler | Boiler Fuel Supply to Bunker | Solid Fuel Feed Equipment from Bunkers to Boiler (FBC only) | 112 | Solid fuel feed tanks/hoppers
810 | Multi-boiler/Multi-turbine | Boiler | Boiler Fuel Supply to Bunker | Solid Fuel Feed Equipment from Bunkers to Boiler (FBC only) | 112 | Solid fuel feed tanks/hoppers
650 | Fluidized Bed | Boiler | Boiler Fuel Supply to Bunker | Solid Fuel Feed Equipment from Bunkers to Boiler (FBC only) | 113 | Solid fuel tank/hopper fires
800 | Miscellaneous | Boiler | Boiler Fuel Supply to Bunker | Solid Fuel Feed Equipment from Bunkers to Boiler (FBC only) | 113 | Solid fuel tank/hopper fires
810 | Multi-boiler/Multi-turbine | Boiler | Boiler Fuel Supply to Bunker | Solid Fuel Feed Equipment from Bunkers to Boiler (FBC only) | 113 | Solid fuel tank/hopper fires
650 | Fluidized Bed | Boiler | Boiler Fuel Supply to Bunker | Solid Fuel Feed Equipment from Bunkers to Boiler (FBC only) | 114 | Solid fuel volumetric feeder
800 | Miscellaneous | Boiler | Boiler Fuel Supply to Bunker | Solid Fuel Feed Equipment from Bunkers to Boiler (FBC only) | 114 | Solid fuel volumetric feeder
810 | Multi-boiler/Multi-turbine | Boiler | Boiler Fuel Supply to Bunker | Solid Fuel Feed Equipment from Bunkers to Boiler (FBC only) | 114 | Solid fuel volumetric feeder
650 | Fluidized Bed | Boiler | Boiler Fuel Supply to Bunker | Solid Fuel Feed Equipment from Bunkers to Boiler (FBC only) | 115 | Solid fuel gravimetric feeder
800 | Miscellaneous | Boiler | Boiler Fuel Supply to Bunker | Solid Fuel Feed Equipment from Bunkers to Boiler (FBC only) | 115 | Solid fuel gravimetric feeder
810 | Multi-boiler/Multi-turbine | Boiler | Boiler Fuel Supply to Bunker | Solid Fuel Feed Equipment from Bunkers to Boiler (FBC only) | 115 | Solid fuel gravimetric feeder
650 | Fluidized Bed | Boiler | Boiler Fuel Supply to Bunker | Solid Fuel Feed Equipment from Bunkers to Boiler (FBC only) | 116 | Solid fuel feeder motors
800 | Miscellaneous | Boiler | Boiler Fuel Supply to Bunker | Solid Fuel Feed Equipment from Bunkers to Boiler (FBC only) | 116 | Solid fuel feeder motors
810 | Multi-boiler/Multi-turbine | Boiler | Boiler Fuel Supply to Bunker | Solid Fuel Feed Equipment from Bunkers to Boiler (FBC only) | 116 | Solid fuel feeder motors
650 | Fluidized Bed | Boiler | Boiler Fuel Supply to Bunker | Solid Fuel Feed Equipment from Bunkers to Boiler (FBC only) | 117 | Solid fuel pneumatic transport system including piping and valves
800 | Miscellaneous | Boiler | Boiler Fuel Supply to Bunker | Solid Fuel Feed Equipment from Bunkers to Boiler (FBC only) | 117 | Solid fuel pneumatic transport system including piping and valves
810 | Multi-boiler/Multi-turbine | Boiler | Boiler Fuel Supply to Bunker | Solid Fuel Feed Equipment from Bunkers to Boiler (FBC only) | 117 | Solid fuel pneumatic transport system including piping and valves
650 | Fluidized Bed | Boiler | Boiler Fuel Supply to Bunker | Solid Fuel Feed Equipment from Bunkers to Boiler (FBC only) | 118 | Solid fuel drying system including screens
800 | Miscellaneous | Boiler | Boiler Fuel Supply to Bunker | Solid Fuel Feed Equipment from Bunkers to Boiler (FBC only) | 118 | Solid fuel drying system including screens
810 | Multi-boiler/Multi-turbine | Boiler | Boiler Fuel Supply to Bunker | Solid Fuel Feed Equipment from Bunkers to Boiler (FBC only) | 118 | Solid fuel drying system including screens
650 | Fluidized Bed | Boiler | Boiler Fuel Supply to Bunker | Solid Fuel Feed Equipment from Bunkers to Boiler (FBC only) | 119 | Solid fuel crushers
800 | Miscellaneous | Boiler | Boiler Fuel Supply to Bunker | Solid Fuel Feed Equipment from Bunkers to Boiler (FBC only) | 119 | Solid fuel crushers
810 | Multi-boiler/Multi-turbine | Boiler | Boiler Fuel Supply to Bunker | Solid Fuel Feed Equipment from Bunkers to Boiler (FBC only) | 119 | Solid fuel crushers
650 | Fluidized Bed | Boiler | Boiler Fuel Supply to Bunker | Solid Fuel Feed Equipment from Bunkers to Boiler (FBC only) | 120 | Solid fuel crusher motors
800 | Miscellaneous | Boiler | Boiler Fuel Supply to Bunker | Solid Fuel Feed Equipment from Bunkers to Boiler (FBC only) | 120 | Solid fuel crusher motors
810 | Multi-boiler/Multi-turbine | Boiler | Boiler Fuel Supply to Bunker | Solid Fuel Feed Equipment from Bunkers to Boiler (FBC only) | 120 | Solid fuel crusher motors
650 | Fluidized Bed | Boiler | Boiler Fuel Supply to Bunker | Solid Fuel Feed Equipment from Bunkers to Boiler (FBC only) | 121 | Other solid fuel feed problems
800 | Miscellaneous | Boiler | Boiler Fuel Supply to Bunker | Solid Fuel Feed Equipment from Bunkers to Boiler (FBC only) | 121 | Other solid fuel feed problems
810 | Multi-boiler/Multi-turbine | Boiler | Boiler Fuel Supply to Bunker | Solid Fuel Feed Equipment from Bunkers to Boiler (FBC only) | 121 | Other solid fuel feed problems
100 | Fossil-Steam | Boiler | Boiler Fuel Supply to Bunker | Coal Handling Equipment up Through Bunkers | 125 | Coal crusher dryer hammers (see code 0106)
650 | Fluidized Bed | Boiler | Boiler Fuel Supply to Bunker | Coal Handling Equipment up Through Bunkers | 125 | Coal crusher dryer hammers (see code 0106)
800 | Miscellaneous | Boiler | Boiler Fuel Supply to Bunker | Coal Handling Equipment up Through Bunkers | 125 | Coal crusher dryer hammers (see code 0106)
810 | Multi-boiler/Multi-turbine | Boiler | Boiler Fuel Supply to Bunker | Coal Handling Equipment up Through Bunkers | 125 | Coal crusher dryer hammers (see code 0106)
100 | Fossil-Steam | Boiler | Boiler Fuel Supply to Bunker | Coal Handling Equipment up Through Bunkers | 126 | Coal crusher lube oil system (see code 0106)
650 | Fluidized Bed | Boiler | Boiler Fuel Supply to Bunker | Coal Handling Equipment up Through Bunkers | 126 | Coal crusher lube oil system (see code 0106)
800 | Miscellaneous | Boiler | Boiler Fuel Supply to Bunker | Coal Handling Equipment up Through Bunkers | 126 | Coal crusher lube oil system (see code 0106)
810 | Multi-boiler/Multi-turbine | Boiler | Boiler Fuel Supply to Bunker | Coal Handling Equipment up Through Bunkers | 126 | Coal crusher lube oil system (see code 0106)
100 | Fossil-Steam | Boiler | Boiler Fuel Supply to Bunker | Coal Handling Equipment up Through Bunkers | 127 | Other coal crusher dryer problems (see code 0106)
650 | Fluidized Bed | Boiler | Boiler Fuel Supply to Bunker | Coal Handling Equipment up Through Bunkers | 127 | Other coal crusher dryer problems (see code 0106)
800 | Miscellaneous | Boiler | Boiler Fuel Supply to Bunker | Coal Handling Equipment up Through Bunkers | 127 | Other coal crusher dryer problems (see code 0106)
810 | Multi-boiler/Multi-turbine | Boiler | Boiler Fuel Supply to Bunker | Coal Handling Equipment up Through Bunkers | 127 | Other coal crusher dryer problems (see code 0106)
100 | Fossil-Steam | Boiler | Boiler Fuel Supply to Bunker | Coal Handling Equipment up Through Bunkers | 129 | Other coal processing system problems
650 | Fluidized Bed | Boiler | Boiler Fuel Supply to Bunker | Solid Fuel Feed Equipment from Bunkers to Boiler (FBC only) | 129 | Other coal processing system problems
810 | Multi-boiler/Multi-turbine | Boiler | Boiler Fuel Supply to Bunker | Coal Handling Equipment up Through Bunkers | 129 | Other coal processing system problems
650 | Fluidized Bed | Boiler | Sorbent Supply (FBC only) | Sorbent Handling System up Through Bunkers (FBC only) | 130 | Sorbent handling tanks/hoppers
800 | Miscellaneous | Boiler | Sorbent Supply (FBC only) | Sorbent Handling System up Through Bunkers (FBC only) | 130 | Sorbent handling tanks/hoppers
810 | Multi-boiler/Multi-turbine | Boiler | Sorbent Supply (FBC only) | Sorbent Handling System up Through Bunkers (FBC only) | 130 | Sorbent handling tanks/hoppers
650 | Fluidized Bed | Boiler | Sorbent Supply (FBC only) | Sorbent Handling System up Through Bunkers (FBC only) | 131 | Sorbent handling conveyors
800 | Miscellaneous | Boiler | Sorbent Supply (FBC only) | Sorbent Handling System up Through Bunkers (FBC only) | 131 | Sorbent handling conveyors
810 | Multi-boiler/Multi-turbine | Boiler | Sorbent Supply (FBC only) | Sorbent Handling System up Through Bunkers (FBC only) | 131 | Sorbent handling conveyors
650 | Fluidized Bed | Boiler | Sorbent Supply (FBC only) | Sorbent Handling System up Through Bunkers (FBC only) | 132 | Sorbent handling feeders
800 | Miscellaneous | Boiler | Sorbent Supply (FBC only) | Sorbent Handling System up Through Bunkers (FBC only) | 132 | Sorbent handling feeders
810 | Multi-boiler/Multi-turbine | Boiler | Sorbent Supply (FBC only) | Sorbent Handling System up Through Bunkers (FBC only) | 132 | Sorbent handling feeders
650 | Fluidized Bed | Boiler | Sorbent Supply (FBC only) | Sorbent Handling System up Through Bunkers (FBC only) | 133 | Sorbent handling feeder motors
800 | Miscellaneous | Boiler | Sorbent Supply (FBC only) | Sorbent Handling System up Through Bunkers (FBC only) | 133 | Sorbent handling feeder motors
810 | Multi-boiler/Multi-turbine | Boiler | Sorbent Supply (FBC only) | Sorbent Handling System up Through Bunkers (FBC only) | 133 | Sorbent handling feeder motors
650 | Fluidized Bed | Boiler | Sorbent Supply (FBC only) | Sorbent Handling System up Through Bunkers (FBC only) | 134 | Sorbent handling crushers
800 | Miscellaneous | Boiler | Sorbent Supply (FBC only) | Sorbent Handling System up Through Bunkers (FBC only) | 134 | Sorbent handling crushers
810 | Multi-boiler/Multi-turbine | Boiler | Sorbent Supply (FBC only) | Sorbent Handling System up Through Bunkers (FBC only) | 134 | Sorbent handling crushers
650 | Fluidized Bed | Boiler | Sorbent Supply (FBC only) | Sorbent Handling System up Through Bunkers (FBC only) | 135 | Sorbent handling crusher motors
800 | Miscellaneous | Boiler | Sorbent Supply (FBC only) | Sorbent Handling System up Through Bunkers (FBC only) | 135 | Sorbent handling crusher motors
810 | Multi-boiler/Multi-turbine | Boiler | Sorbent Supply (FBC only) | Sorbent Handling System up Through Bunkers (FBC only) | 135 | Sorbent handling crusher motors
650 | Fluidized Bed | Boiler | Sorbent Supply (FBC only) | Sorbent Handling System up Through Bunkers (FBC only) | 136 | Sorbent handling blowers/fans
800 | Miscellaneous | Boiler | Sorbent Supply (FBC only) | Sorbent Handling System up Through Bunkers (FBC only) | 136 | Sorbent handling blowers/fans
810 | Multi-boiler/Multi-turbine | Boiler | Sorbent Supply (FBC only) | Sorbent Handling System up Through Bunkers (FBC only) | 136 | Sorbent handling blowers/fans
650 | Fluidized Bed | Boiler | Sorbent Supply (FBC only) | Sorbent Handling System up Through Bunkers (FBC only) | 137 | Sorbent handling blower/fan motors
800 | Miscellaneous | Boiler | Sorbent Supply (FBC only) | Sorbent Handling System up Through Bunkers (FBC only) | 137 | Sorbent handling blower/fan motors
810 | Multi-boiler/Multi-turbine | Boiler | Sorbent Supply (FBC only) | Sorbent Handling System up Through Bunkers (FBC only) | 137 | Sorbent handling blower/fan motors
650 | Fluidized Bed | Boiler | Sorbent Supply (FBC only) | Sorbent Handling System up Through Bunkers (FBC only) | 138 | Sorbent handling baghouse
800 | Miscellaneous | Boiler | Sorbent Supply (FBC only) | Sorbent Handling System up Through Bunkers (FBC only) | 138 | Sorbent handling baghouse
810 | Multi-boiler/Multi-turbine | Boiler | Sorbent Supply (FBC only) | Sorbent Handling System up Through Bunkers (FBC only) | 138 | Sorbent handling baghouse
650 | Fluidized Bed | Boiler | Sorbent Supply (FBC only) | Sorbent Handling System up Through Bunkers (FBC only) | 139 | Sorbent handling drying equipment
800 | Miscellaneous | Boiler | Sorbent Supply (FBC only) | Sorbent Handling System up Through Bunkers (FBC only) | 139 | Sorbent handling drying equipment
810 | Multi-boiler/Multi-turbine | Boiler | Sorbent Supply (FBC only) | Sorbent Handling System up Through Bunkers (FBC only) | 139 | Sorbent handling drying equipment
650 | Fluidized Bed | Boiler | Sorbent Supply (FBC only) | Sorbent Handling System up Through Bunkers (FBC only) | 140 | Sorbent handling screens
800 | Miscellaneous | Boiler | Sorbent Supply (FBC only) | Sorbent Handling System up Through Bunkers (FBC only) | 140 | Sorbent handling screens
810 | Multi-boiler/Multi-turbine | Boiler | Sorbent Supply (FBC only) | Sorbent Handling System up Through Bunkers (FBC only) | 140 | Sorbent handling screens
650 | Fluidized Bed | Boiler | Sorbent Supply (FBC only) | Sorbent Handling System up Through Bunkers (FBC only) | 141 | Other sorbent handling equipment problems
800 | Miscellaneous | Boiler | Sorbent Supply (FBC only) | Sorbent Handling System up Through Bunkers (FBC only) | 141 | Other sorbent handling equipment problems
810 | Multi-boiler/Multi-turbine | Boiler | Sorbent Supply (FBC only) | Sorbent Handling System up Through Bunkers (FBC only) | 141 | Other sorbent handling equipment problems
650 | Fluidized Bed | Boiler | Sorbent Supply (FBC only) | Sorbent Feed Equipment from Bunkers to Boiler (FBC only) | 150 | Sorbent feed conveyors
800 | Miscellaneous | Boiler | Sorbent Supply (FBC only) | Sorbent Feed Equipment from Bunkers to Boiler (FBC only) | 150 | Sorbent feed conveyors
810 | Multi-boiler/Multi-turbine | Boiler | Sorbent Supply (FBC only) | Sorbent Feed Equipment from Bunkers to Boiler (FBC only) | 150 | Sorbent feed conveyors
650 | Fluidized Bed | Boiler | Sorbent Supply (FBC only) | Sorbent Feed Equipment from Bunkers to Boiler (FBC only) | 151 | Sorbent feed tanks/hoppers
800 | Miscellaneous | Boiler | Sorbent Supply (FBC only) | Sorbent Feed Equipment from Bunkers to Boiler (FBC only) | 151 | Sorbent feed tanks/hoppers
810 | Multi-boiler/Multi-turbine | Boiler | Sorbent Supply (FBC only) | Sorbent Feed Equipment from Bunkers to Boiler (FBC only) | 151 | Sorbent feed tanks/hoppers
650 | Fluidized Bed | Boiler | Sorbent Supply (FBC only) | Sorbent Feed Equipment from Bunkers to Boiler (FBC only) | 152 | Sorbent feed volumetric feeder
800 | Miscellaneous | Boiler | Sorbent Supply (FBC only) | Sorbent Feed Equipment from Bunkers to Boiler (FBC only) | 152 | Sorbent feed volumetric feeder
810 | Multi-boiler/Multi-turbine | Boiler | Sorbent Supply (FBC only) | Sorbent Feed Equipment from Bunkers to Boiler (FBC only) | 152 | Sorbent feed volumetric feeder
650 | Fluidized Bed | Boiler | Sorbent Supply (FBC only) | Sorbent Feed Equipment from Bunkers to Boiler (FBC only) | 153 | Sorbent feed gravimetric feeder
800 | Miscellaneous | Boiler | Sorbent Supply (FBC only) | Sorbent Feed Equipment from Bunkers to Boiler (FBC only) | 153 | Sorbent feed gravimetric feeder
810 | Multi-boiler/Multi-turbine | Boiler | Sorbent Supply (FBC only) | Sorbent Feed Equipment from Bunkers to Boiler (FBC only) | 153 | Sorbent feed gravimetric feeder
650 | Fluidized Bed | Boiler | Sorbent Supply (FBC only) | Sorbent Feed Equipment from Bunkers to Boiler (FBC only) | 154 | Sorbent feed feeder motors
800 | Miscellaneous | Boiler | Sorbent Supply (FBC only) | Sorbent Feed Equipment from Bunkers to Boiler (FBC only) | 154 | Sorbent feed feeder motors
810 | Multi-boiler/Multi-turbine | Boiler | Sorbent Supply (FBC only) | Sorbent Feed Equipment from Bunkers to Boiler (FBC only) | 154 | Sorbent feed feeder motors
650 | Fluidized Bed | Boiler | Sorbent Supply (FBC only) | Sorbent Feed Equipment from Bunkers to Boiler (FBC only) | 155 | Sorbent feed pneumatic transport system including piping and valves
800 | Miscellaneous | Boiler | Sorbent Supply (FBC only) | Sorbent Feed Equipment from Bunkers to Boiler (FBC only) | 155 | Sorbent feed pneumatic transport system including piping and valves
810 | Multi-boiler/Multi-turbine | Boiler | Sorbent Supply (FBC only) | Sorbent Feed Equipment from Bunkers to Boiler (FBC only) | 155 | Sorbent feed pneumatic transport system including piping and valves
650 | Fluidized Bed | Boiler | Sorbent Supply (FBC only) | Sorbent Feed Equipment from Bunkers to Boiler (FBC only) | 156 | Other sorbent feed problems
800 | Miscellaneous | Boiler | Sorbent Supply (FBC only) | Sorbent Feed Equipment from Bunkers to Boiler (FBC only) | 156 | Other sorbent feed problems
810 | Multi-boiler/Multi-turbine | Boiler | Sorbent Supply (FBC only) | Sorbent Feed Equipment from Bunkers to Boiler (FBC only) | 156 | Other sorbent feed problems
650 | Fluidized Bed | Boiler | Bed Material Preparation System (FBC only) |  | 160 | Bed material tanks/hoppers
800 | Miscellaneous | Boiler | Bed Material Preparation System (FBC only) |  | 160 | Bed material tanks/hoppers
810 | Multi-boiler/Multi-turbine | Boiler | Bed Material Preparation System (FBC only) |  | 160 | Bed material tanks/hoppers
650 | Fluidized Bed | Boiler | Bed Material Preparation System (FBC only) |  | 162 | Bed material conveyors
800 | Miscellaneous | Boiler | Bed Material Preparation System (FBC only) |  | 162 | Bed material conveyors
810 | Multi-boiler/Multi-turbine | Boiler | Bed Material Preparation System (FBC only) |  | 162 | Bed material conveyors
650 | Fluidized Bed | Boiler | Bed Material Preparation System (FBC only) |  | 163 | Bed material feeders
800 | Miscellaneous | Boiler | Bed Material Preparation System (FBC only) |  | 163 | Bed material feeders
810 | Multi-boiler/Multi-turbine | Boiler | Bed Material Preparation System (FBC only) |  | 163 | Bed material feeders
650 | Fluidized Bed | Boiler | Bed Material Preparation System (FBC only) |  | 164 | Bed material feeder motors
800 | Miscellaneous | Boiler | Bed Material Preparation System (FBC only) |  | 164 | Bed material feeder motors
810 | Multi-boiler/Multi-turbine | Boiler | Bed Material Preparation System (FBC only) |  | 164 | Bed material feeder motors
650 | Fluidized Bed | Boiler | Bed Material Preparation System (FBC only) |  | 165 | Bed material crushers
800 | Miscellaneous | Boiler | Bed Material Preparation System (FBC only) |  | 165 | Bed material crushers
810 | Multi-boiler/Multi-turbine | Boiler | Bed Material Preparation System (FBC only) |  | 165 | Bed material crushers
650 | Fluidized Bed | Boiler | Bed Material Preparation System (FBC only) |  | 166 | Bed material crusher motors
800 | Miscellaneous | Boiler | Bed Material Preparation System (FBC only) |  | 166 | Bed material crusher motors
810 | Multi-boiler/Multi-turbine | Boiler | Bed Material Preparation System (FBC only) |  | 166 | Bed material crusher motors
650 | Fluidized Bed | Boiler | Bed Material Preparation System (FBC only) |  | 167 | Bed material screens
800 | Miscellaneous | Boiler | Bed Material Preparation System (FBC only) |  | 167 | Bed material screens
810 | Multi-boiler/Multi-turbine | Boiler | Bed Material Preparation System (FBC only) |  | 167 | Bed material screens
650 | Fluidized Bed | Boiler | Bed Material Preparation System (FBC only) |  | 168 | Bed material blowers/fans
800 | Miscellaneous | Boiler | Bed Material Preparation System (FBC only) |  | 168 | Bed material blowers/fans
810 | Multi-boiler/Multi-turbine | Boiler | Bed Material Preparation System (FBC only) |  | 168 | Bed material blowers/fans
650 | Fluidized Bed | Boiler | Bed Material Preparation System (FBC only) |  | 169 | Bed material blower/fan motors
800 | Miscellaneous | Boiler | Bed Material Preparation System (FBC only) |  | 169 | Bed material blower/fan motors
810 | Multi-boiler/Multi-turbine | Boiler | Bed Material Preparation System (FBC only) |  | 169 | Bed material blower/fan motors
650 | Fluidized Bed | Boiler | Bed Material Preparation System (FBC only) |  | 170 | Bed material cyclone
800 | Miscellaneous | Boiler | Bed Material Preparation System (FBC only) |  | 170 | Bed material cyclone
810 | Multi-boiler/Multi-turbine | Boiler | Bed Material Preparation System (FBC only) |  | 170 | Bed material cyclone
650 | Fluidized Bed | Boiler | Bed Material Preparation System (FBC only) |  | 171 | Bed material baghouse
800 | Miscellaneous | Boiler | Bed Material Preparation System (FBC only) |  | 171 | Bed material baghouse
810 | Multi-boiler/Multi-turbine | Boiler | Bed Material Preparation System (FBC only) |  | 171 | Bed material baghouse
650 | Fluidized Bed | Boiler | Bed Material Preparation System (FBC only) |  | 172 | Bed material drying equipment
800 | Miscellaneous | Boiler | Bed Material Preparation System (FBC only) |  | 172 | Bed material drying equipment
810 | Multi-boiler/Multi-turbine | Boiler | Bed Material Preparation System (FBC only) |  | 172 | Bed material drying equipment
650 | Fluidized Bed | Boiler | Bed Material Preparation System (FBC only) |  | 173 | Bed material pneumatic transport system including piping and valves
800 | Miscellaneous | Boiler | Bed Material Preparation System (FBC only) |  | 173 | Bed material pneumatic transport system including piping and valves
810 | Multi-boiler/Multi-turbine | Boiler | Bed Material Preparation System (FBC only) |  | 173 | Bed material pneumatic transport system including piping and valves
650 | Fluidized Bed | Boiler | Bed Material Preparation System (FBC only) |  | 174 | Other bed material handling equipment
800 | Miscellaneous | Boiler | Bed Material Preparation System (FBC only) |  | 174 | Other bed material handling equipment
810 | Multi-boiler/Multi-turbine | Boiler | Bed Material Preparation System (FBC only) |  | 174 | Other bed material handling equipment
100 | Fossil-Steam | Boiler | Boiler Fuel Supply from Bunkers to Boiler | Pulverizers, Primary Air Fans, and Associated Ducts | 200 | Pulverizer exhauster fan (for indirect firing)
650 | Fluidized Bed | Boiler | Boiler Fuel Supply from Bunkers to Boiler | Pulverizers, Primary Air Fans, and Associated Ducts | 200 | Pulverizer exhauster fan (for indirect firing)
800 | Miscellaneous | Boiler | Boiler Fuel Supply from Bunkers to Boiler | Pulverizers, Primary Air Fans, and Associated Ducts | 200 | Pulverizer exhauster fan (for indirect firing)
810 | Multi-boiler/Multi-turbine | Boiler | Boiler Fuel Supply from Bunkers to Boiler | Pulverizers, Primary Air Fans, and Associated Ducts | 200 | Pulverizer exhauster fan (for indirect firing)
100 | Fossil-Steam | Boiler | Boiler Fuel Supply from Bunkers to Boiler | Pulverizers, Primary Air Fans, and Associated Ducts | 205 | Pulverizer exhauster fan drive
650 | Fluidized Bed | Boiler | Boiler Fuel Supply from Bunkers to Boiler | Pulverizers, Primary Air Fans, and Associated Ducts | 205 | Pulverizer exhauster fan drive
800 | Miscellaneous | Boiler | Boiler Fuel Supply from Bunkers to Boiler | Pulverizers, Primary Air Fans, and Associated Ducts | 205 | Pulverizer exhauster fan drive
810 | Multi-boiler/Multi-turbine | Boiler | Boiler Fuel Supply from Bunkers to Boiler | Pulverizers, Primary Air Fans, and Associated Ducts | 205 | Pulverizer exhauster fan drive
100 | Fossil-Steam | Boiler | Boiler Fuel Supply from Bunkers to Boiler | Pulverizers, Primary Air Fans, and Associated Ducts | 210 | Pulverizer heater (for indirect firing)
650 | Fluidized Bed | Boiler | Boiler Fuel Supply from Bunkers to Boiler | Pulverizers, Primary Air Fans, and Associated Ducts | 210 | Pulverizer heater (for indirect firing)
800 | Miscellaneous | Boiler | Boiler Fuel Supply from Bunkers to Boiler | Pulverizers, Primary Air Fans, and Associated Ducts | 210 | Pulverizer heater (for indirect firing)
810 | Multi-boiler/Multi-turbine | Boiler | Boiler Fuel Supply from Bunkers to Boiler | Pulverizers, Primary Air Fans, and Associated Ducts | 210 | Pulverizer heater (for indirect firing)
100 | Fossil-Steam | Boiler | Boiler Fuel Supply from Bunkers to Boiler | Pulverizers, Primary Air Fans, and Associated Ducts | 220 | Pulverizer system cyclone separator
650 | Fluidized Bed | Boiler | Boiler Fuel Supply from Bunkers to Boiler | Pulverizers, Primary Air Fans, and Associated Ducts | 220 | Pulverizer system cyclone separator
800 | Miscellaneous | Boiler | Boiler Fuel Supply from Bunkers to Boiler | Pulverizers, Primary Air Fans, and Associated Ducts | 220 | Pulverizer system cyclone separator
810 | Multi-boiler/Multi-turbine | Boiler | Boiler Fuel Supply from Bunkers to Boiler | Pulverizers, Primary Air Fans, and Associated Ducts | 220 | Pulverizer system cyclone separator
100 | Fossil-Steam | Boiler | Boiler Fuel Supply from Bunkers to Boiler | Pulverizers, Primary Air Fans, and Associated Ducts | 230 | Pulverizer bag filter
650 | Fluidized Bed | Boiler | Boiler Fuel Supply from Bunkers to Boiler | Pulverizers, Primary Air Fans, and Associated Ducts | 230 | Pulverizer bag filter
800 | Miscellaneous | Boiler | Boiler Fuel Supply from Bunkers to Boiler | Pulverizers, Primary Air Fans, and Associated Ducts | 230 | Pulverizer bag filter
810 | Multi-boiler/Multi-turbine | Boiler | Boiler Fuel Supply from Bunkers to Boiler | Pulverizers, Primary Air Fans, and Associated Ducts | 230 | Pulverizer bag filter
100 | Fossil-Steam | Boiler | Boiler Fuel Supply from Bunkers to Boiler | Pulverizers, Primary Air Fans, and Associated Ducts | 240 | Pulverized coal bin
650 | Fluidized Bed | Boiler | Boiler Fuel Supply from Bunkers to Boiler | Pulverizers, Primary Air Fans, and Associated Ducts | 240 | Pulverized coal bin
800 | Miscellaneous | Boiler | Boiler Fuel Supply from Bunkers to Boiler | Pulverizers, Primary Air Fans, and Associated Ducts | 240 | Pulverized coal bin
810 | Multi-boiler/Multi-turbine | Boiler | Boiler Fuel Supply from Bunkers to Boiler | Pulverizers, Primary Air Fans, and Associated Ducts | 240 | Pulverized coal bin
100 | Fossil-Steam | Boiler | Boiler Fuel Supply from Bunkers to Boiler | Pulverizers, Primary Air Fans, and Associated Ducts | 250 | Pulverizer feeders
650 | Fluidized Bed | Boiler | Boiler Fuel Supply from Bunkers to Boiler | Pulverizers, Primary Air Fans, and Associated Ducts | 250 | Pulverizer feeders
800 | Miscellaneous | Boiler | Boiler Fuel Supply from Bunkers to Boiler | Pulverizers, Primary Air Fans, and Associated Ducts | 250 | Pulverizer feeders
810 | Multi-boiler/Multi-turbine | Boiler | Boiler Fuel Supply from Bunkers to Boiler | Pulverizers, Primary Air Fans, and Associated Ducts | 250 | Pulverizer feeders
100 | Fossil-Steam | Boiler | Boiler Fuel Supply from Bunkers to Boiler | Pulverizers, Primary Air Fans, and Associated Ducts | 253 | Pulverizer feeder motor
650 | Fluidized Bed | Boiler | Boiler Fuel Supply from Bunkers to Boiler | Pulverizers, Primary Air Fans, and Associated Ducts | 253 | Pulverizer feeder motor
800 | Miscellaneous | Boiler | Boiler Fuel Supply from Bunkers to Boiler | Pulverizers, Primary Air Fans, and Associated Ducts | 253 | Pulverizer feeder motor
810 | Multi-boiler/Multi-turbine | Boiler | Boiler Fuel Supply from Bunkers to Boiler | Pulverizers, Primary Air Fans, and Associated Ducts | 253 | Pulverizer feeder motor
100 | Fossil-Steam | Boiler | Boiler Fuel Supply from Bunkers to Boiler | Pulverizers, Primary Air Fans, and Associated Ducts | 255 | Pulverizer feeder coal scales
650 | Fluidized Bed | Boiler | Boiler Fuel Supply from Bunkers to Boiler | Pulverizers, Primary Air Fans, and Associated Ducts | 255 | Pulverizer feeder coal scales
800 | Miscellaneous | Boiler | Boiler Fuel Supply from Bunkers to Boiler | Pulverizers, Primary Air Fans, and Associated Ducts | 255 | Pulverizer feeder coal scales
810 | Multi-boiler/Multi-turbine | Boiler | Boiler Fuel Supply from Bunkers to Boiler | Pulverizers, Primary Air Fans, and Associated Ducts | 255 | Pulverizer feeder coal scales
100 | Fossil-Steam | Boiler | Boiler Fuel Supply from Bunkers to Boiler | Pulverizers, Primary Air Fans, and Associated Ducts | 256 | Seal air system (air to pulverizers)
650 | Fluidized Bed | Boiler | Boiler Fuel Supply from Bunkers to Boiler | Pulverizers, Primary Air Fans, and Associated Ducts | 256 | Seal air system (air to pulverizers)
800 | Miscellaneous | Boiler | Boiler Fuel Supply from Bunkers to Boiler | Pulverizers, Primary Air Fans, and Associated Ducts | 256 | Seal air system (air to pulverizers)
810 | Multi-boiler/Multi-turbine | Boiler | Boiler Fuel Supply from Bunkers to Boiler | Pulverizers, Primary Air Fans, and Associated Ducts | 256 | Seal air system (air to pulverizers)
100 | Fossil-Steam | Boiler | Boiler Fuel Supply from Bunkers to Boiler | Pulverizers, Primary Air Fans, and Associated Ducts | 257 | Coal Crusher/dryer between feeder and pulverizer
810 | Multi-boiler/Multi-turbine | Boiler | Boiler Fuel Supply from Bunkers to Boiler | Pulverizers, Primary Air Fans, and Associated Ducts | 257 | Coal Crusher/dryer between feeder and pulverizer
100 | Fossil-Steam | Boiler | Boiler Fuel Supply from Bunkers to Boiler | Pulverizers, Primary Air Fans, and Associated Ducts | 260 | Primary air fan
650 | Fluidized Bed | Boiler | Boiler Fuel Supply from Bunkers to Boiler | Pulverizers, Primary Air Fans, and Associated Ducts | 260 | Primary air fan
800 | Miscellaneous | Boiler | Boiler Fuel Supply from Bunkers to Boiler | Pulverizers, Primary Air Fans, and Associated Ducts | 260 | Primary air fan
810 | Multi-boiler/Multi-turbine | Boiler | Boiler Fuel Supply from Bunkers to Boiler | Pulverizers, Primary Air Fans, and Associated Ducts | 260 | Primary air fan
100 | Fossil-Steam | Boiler | Boiler Fuel Supply from Bunkers to Boiler | Pulverizers, Primary Air Fans, and Associated Ducts | 262 | Primary air fan lube oil system
650 | Fluidized Bed | Boiler | Boiler Fuel Supply from Bunkers to Boiler | Pulverizers, Primary Air Fans, and Associated Ducts | 262 | Primary air fan lube oil system
800 | Miscellaneous | Boiler | Boiler Fuel Supply from Bunkers to Boiler | Pulverizers, Primary Air Fans, and Associated Ducts | 262 | Primary air fan lube oil system
810 | Multi-boiler/Multi-turbine | Boiler | Boiler Fuel Supply from Bunkers to Boiler | Pulverizers, Primary Air Fans, and Associated Ducts | 262 | Primary air fan lube oil system
100 | Fossil-Steam | Boiler | Boiler Fuel Supply from Bunkers to Boiler | Pulverizers, Primary Air Fans, and Associated Ducts | 263 | Primary air fan drives
650 | Fluidized Bed | Boiler | Boiler Fuel Supply from Bunkers to Boiler | Pulverizers, Primary Air Fans, and Associated Ducts | 263 | Primary air fan drives
800 | Miscellaneous | Boiler | Boiler Fuel Supply from Bunkers to Boiler | Pulverizers, Primary Air Fans, and Associated Ducts | 263 | Primary air fan drives
810 | Multi-boiler/Multi-turbine | Boiler | Boiler Fuel Supply from Bunkers to Boiler | Pulverizers, Primary Air Fans, and Associated Ducts | 263 | Primary air fan drives
100 | Fossil-Steam | Boiler | Boiler Fuel Supply from Bunkers to Boiler | Pulverizers, Primary Air Fans, and Associated Ducts | 264 | Other primary air fan problems
650 | Fluidized Bed | Boiler | Boiler Fuel Supply from Bunkers to Boiler | Pulverizers, Primary Air Fans, and Associated Ducts | 264 | Other primary air fan problems
800 | Miscellaneous | Boiler | Boiler Fuel Supply from Bunkers to Boiler | Pulverizers, Primary Air Fans, and Associated Ducts | 264 | Other primary air fan problems
810 | Multi-boiler/Multi-turbine | Boiler | Boiler Fuel Supply from Bunkers to Boiler | Pulverizers, Primary Air Fans, and Associated Ducts | 264 | Other primary air fan problems
100 | Fossil-Steam | Boiler | Boiler Fuel Supply from Bunkers to Boiler | Pulverizers, Primary Air Fans, and Associated Ducts | 265 | Primary air heater
650 | Fluidized Bed | Boiler | Boiler Fuel Supply from Bunkers to Boiler | Pulverizers, Primary Air Fans, and Associated Ducts | 265 | Primary air heater
800 | Miscellaneous | Boiler | Boiler Fuel Supply from Bunkers to Boiler | Pulverizers, Primary Air Fans, and Associated Ducts | 265 | Primary air heater
810 | Multi-boiler/Multi-turbine | Boiler | Boiler Fuel Supply from Bunkers to Boiler | Pulverizers, Primary Air Fans, and Associated Ducts | 265 | Primary air heater
100 | Fossil-Steam | Boiler | Boiler Fuel Supply from Bunkers to Boiler | Pulverizers, Primary Air Fans, and Associated Ducts | 266 | Primary air heater fouling
650 | Fluidized Bed | Boiler | Boiler Fuel Supply from Bunkers to Boiler | Pulverizers, Primary Air Fans, and Associated Ducts | 266 | Primary air heater fouling
800 | Miscellaneous | Boiler | Boiler Fuel Supply from Bunkers to Boiler | Pulverizers, Primary Air Fans, and Associated Ducts | 266 | Primary air heater fouling
810 | Multi-boiler/Multi-turbine | Boiler | Boiler Fuel Supply from Bunkers to Boiler | Pulverizers, Primary Air Fans, and Associated Ducts | 266 | Primary air heater fouling
100 | Fossil-Steam | Boiler | Boiler Fuel Supply from Bunkers to Boiler | Pulverizers, Primary Air Fans, and Associated Ducts | 267 | Primary air flow instrumentation
650 | Fluidized Bed | Boiler | Boiler Fuel Supply from Bunkers to Boiler | Pulverizers, Primary Air Fans, and Associated Ducts | 267 | Primary air flow instrumentation
800 | Miscellaneous | Boiler | Boiler Fuel Supply from Bunkers to Boiler | Pulverizers, Primary Air Fans, and Associated Ducts | 267 | Primary air flow instrumentation
810 | Multi-boiler/Multi-turbine | Boiler | Boiler Fuel Supply from Bunkers to Boiler | Pulverizers, Primary Air Fans, and Associated Ducts | 267 | Primary air flow instrumentation
100 | Fossil-Steam | Boiler | Boiler Fuel Supply from Bunkers to Boiler | Pulverizers, Primary Air Fans, and Associated Ducts | 270 | Primary air duct and dampers
650 | Fluidized Bed | Boiler | Boiler Fuel Supply from Bunkers to Boiler | Pulverizers, Primary Air Fans, and Associated Ducts | 270 | Primary air duct and dampers
800 | Miscellaneous | Boiler | Boiler Fuel Supply from Bunkers to Boiler | Pulverizers, Primary Air Fans, and Associated Ducts | 270 | Primary air duct and dampers
810 | Multi-boiler/Multi-turbine | Boiler | Boiler Fuel Supply from Bunkers to Boiler | Pulverizers, Primary Air Fans, and Associated Ducts | 270 | Primary air duct and dampers
100 | Fossil-Steam | Boiler | Boiler Fuel Supply from Bunkers to Boiler | Pulverizers, Primary Air Fans, and Associated Ducts | 280 | Pulverizer fires
650 | Fluidized Bed | Boiler | Boiler Fuel Supply from Bunkers to Boiler | Pulverizers, Primary Air Fans, and Associated Ducts | 280 | Pulverizer fires
800 | Miscellaneous | Boiler | Boiler Fuel Supply from Bunkers to Boiler | Pulverizers, Primary Air Fans, and Associated Ducts | 280 | Pulverizer fires
810 | Multi-boiler/Multi-turbine | Boiler | Boiler Fuel Supply from Bunkers to Boiler | Pulverizers, Primary Air Fans, and Associated Ducts | 280 | Pulverizer fires
100 | Fossil-Steam | Boiler | Boiler Fuel Supply from Bunkers to Boiler | Pulverizers, Primary Air Fans, and Associated Ducts | 290 | Pulverizer reduced capacity due to wear
650 | Fluidized Bed | Boiler | Boiler Fuel Supply from Bunkers to Boiler | Pulverizers, Primary Air Fans, and Associated Ducts | 290 | Pulverizer reduced capacity due to wear
800 | Miscellaneous | Boiler | Boiler Fuel Supply from Bunkers to Boiler | Pulverizers, Primary Air Fans, and Associated Ducts | 290 | Pulverizer reduced capacity due to wear
810 | Multi-boiler/Multi-turbine | Boiler | Boiler Fuel Supply from Bunkers to Boiler | Pulverizers, Primary Air Fans, and Associated Ducts | 290 | Pulverizer reduced capacity due to wear
100 | Fossil-Steam | Boiler | Boiler Fuel Supply from Bunkers to Boiler | Pulverizers, Primary Air Fans, and Associated Ducts | 300 | Pulverizer motors and drives
650 | Fluidized Bed | Boiler | Boiler Fuel Supply from Bunkers to Boiler | Pulverizers, Primary Air Fans, and Associated Ducts | 300 | Pulverizer motors and drives
800 | Miscellaneous | Boiler | Boiler Fuel Supply from Bunkers to Boiler | Pulverizers, Primary Air Fans, and Associated Ducts | 300 | Pulverizer motors and drives
810 | Multi-boiler/Multi-turbine | Boiler | Boiler Fuel Supply from Bunkers to Boiler | Pulverizers, Primary Air Fans, and Associated Ducts | 300 | Pulverizer motors and drives
100 | Fossil-Steam | Boiler | Boiler Fuel Supply from Bunkers to Boiler | Pulverizers, Primary Air Fans, and Associated Ducts | 310 | Pulverizer mills
650 | Fluidized Bed | Boiler | Boiler Fuel Supply from Bunkers to Boiler | Pulverizers, Primary Air Fans, and Associated Ducts | 310 | Pulverizer mills
800 | Miscellaneous | Boiler | Boiler Fuel Supply from Bunkers to Boiler | Pulverizers, Primary Air Fans, and Associated Ducts | 310 | Pulverizer mills
810 | Multi-boiler/Multi-turbine | Boiler | Boiler Fuel Supply from Bunkers to Boiler | Pulverizers, Primary Air Fans, and Associated Ducts | 310 | Pulverizer mills
100 | Fossil-Steam | Boiler | Boiler Fuel Supply from Bunkers to Boiler | Pulverizers, Primary Air Fans, and Associated Ducts | 312 | Pulverizer mill classifiers
650 | Fluidized Bed | Boiler | Boiler Fuel Supply from Bunkers to Boiler | Pulverizers, Primary Air Fans, and Associated Ducts | 312 | Pulverizer mill classifiers
800 | Miscellaneous | Boiler | Boiler Fuel Supply from Bunkers to Boiler | Pulverizers, Primary Air Fans, and Associated Ducts | 312 | Pulverizer mill classifiers
810 | Multi-boiler/Multi-turbine | Boiler | Boiler Fuel Supply from Bunkers to Boiler | Pulverizers, Primary Air Fans, and Associated Ducts | 312 | Pulverizer mill classifiers
100 | Fossil-Steam | Boiler | Boiler Fuel Supply from Bunkers to Boiler | Pulverizers, Primary Air Fans, and Associated Ducts | 313 | Pulverizer mill trunnion seals
650 | Fluidized Bed | Boiler | Boiler Fuel Supply from Bunkers to Boiler | Pulverizers, Primary Air Fans, and Associated Ducts | 313 | Pulverizer mill trunnion seals
800 | Miscellaneous | Boiler | Boiler Fuel Supply from Bunkers to Boiler | Pulverizers, Primary Air Fans, and Associated Ducts | 313 | Pulverizer mill trunnion seals
810 | Multi-boiler/Multi-turbine | Boiler | Boiler Fuel Supply from Bunkers to Boiler | Pulverizers, Primary Air Fans, and Associated Ducts | 313 | Pulverizer mill trunnion seals
100 | Fossil-Steam | Boiler | Boiler Fuel Supply from Bunkers to Boiler | Pulverizers, Primary Air Fans, and Associated Ducts | 314 | Pulverizer mill ball charger hopper (ball mills only)
650 | Fluidized Bed | Boiler | Boiler Fuel Supply from Bunkers to Boiler | Pulverizers, Primary Air Fans, and Associated Ducts | 314 | Pulverizer mill ball charger hopper (ball mills only)
800 | Miscellaneous | Boiler | Boiler Fuel Supply from Bunkers to Boiler | Pulverizers, Primary Air Fans, and Associated Ducts | 314 | Pulverizer mill ball charger hopper (ball mills only)
810 | Multi-boiler/Multi-turbine | Boiler | Boiler Fuel Supply from Bunkers to Boiler | Pulverizers, Primary Air Fans, and Associated Ducts | 314 | Pulverizer mill ball charger hopper (ball mills only)
100 | Fossil-Steam | Boiler | Boiler Fuel Supply from Bunkers to Boiler | Pulverizers, Primary Air Fans, and Associated Ducts | 315 | Pulverizer mill coal level controls
650 | Fluidized Bed | Boiler | Boiler Fuel Supply from Bunkers to Boiler | Pulverizers, Primary Air Fans, and Associated Ducts | 315 | Pulverizer mill coal level controls
800 | Miscellaneous | Boiler | Boiler Fuel Supply from Bunkers to Boiler | Pulverizers, Primary Air Fans, and Associated Ducts | 315 | Pulverizer mill coal level controls
810 | Multi-boiler/Multi-turbine | Boiler | Boiler Fuel Supply from Bunkers to Boiler | Pulverizers, Primary Air Fans, and Associated Ducts | 315 | Pulverizer mill coal level controls
100 | Fossil-Steam | Boiler | Boiler Fuel Supply from Bunkers to Boiler | Pulverizers, Primary Air Fans, and Associated Ducts | 320 | Foreign object in Pulverizers mill
650 | Fluidized Bed | Boiler | Boiler Fuel Supply from Bunkers to Boiler | Pulverizers, Primary Air Fans, and Associated Ducts | 320 | Foreign object in Pulverizers mill
800 | Miscellaneous | Boiler | Boiler Fuel Supply from Bunkers to Boiler | Pulverizers, Primary Air Fans, and Associated Ducts | 320 | Foreign object in Pulverizers mill
810 | Multi-boiler/Multi-turbine | Boiler | Boiler Fuel Supply from Bunkers to Boiler | Pulverizers, Primary Air Fans, and Associated Ducts | 320 | Foreign object in Pulverizers mill
100 | Fossil-Steam | Boiler | Boiler Fuel Supply from Bunkers to Boiler | Pulverizers, Primary Air Fans, and Associated Ducts | 325 | Pulverizer skidding
650 | Fluidized Bed | Boiler | Boiler Fuel Supply from Bunkers to Boiler | Pulverizers, Primary Air Fans, and Associated Ducts | 325 | Pulverizer skidding
800 | Miscellaneous | Boiler | Boiler Fuel Supply from Bunkers to Boiler | Pulverizers, Primary Air Fans, and Associated Ducts | 325 | Pulverizer skidding
810 | Multi-boiler/Multi-turbine | Boiler | Boiler Fuel Supply from Bunkers to Boiler | Pulverizers, Primary Air Fans, and Associated Ducts | 325 | Pulverizer skidding
100 | Fossil-Steam | Boiler | Boiler Fuel Supply from Bunkers to Boiler | Pulverizers, Primary Air Fans, and Associated Ducts | 330 | Pulverizer coal leak (pulverizers only)
650 | Fluidized Bed | Boiler | Boiler Fuel Supply from Bunkers to Boiler | Pulverizers, Primary Air Fans, and Associated Ducts | 330 | Pulverizer coal leak (pulverizers only)
800 | Miscellaneous | Boiler | Boiler Fuel Supply from Bunkers to Boiler | Pulverizers, Primary Air Fans, and Associated Ducts | 330 | Pulverizer coal leak (pulverizers only)
810 | Multi-boiler/Multi-turbine | Boiler | Boiler Fuel Supply from Bunkers to Boiler | Pulverizers, Primary Air Fans, and Associated Ducts | 330 | Pulverizer coal leak (pulverizers only)
100 | Fossil-Steam | Boiler | Boiler Fuel Supply from Bunkers to Boiler | Pulverizers, Primary Air Fans, and Associated Ducts | 331 | Pulverizer system coal leaks (other than pulverizers, see code 0330)
650 | Fluidized Bed | Boiler | Boiler Fuel Supply from Bunkers to Boiler | Pulverizers, Primary Air Fans, and Associated Ducts | 331 | Pulverizer system coal leaks (other than pulverizers, see code 0330)
800 | Miscellaneous | Boiler | Boiler Fuel Supply from Bunkers to Boiler | Pulverizers, Primary Air Fans, and Associated Ducts | 331 | Pulverizer system coal leaks (other than pulverizers, see code 0330)
810 | Multi-boiler/Multi-turbine | Boiler | Boiler Fuel Supply from Bunkers to Boiler | Pulverizers, Primary Air Fans, and Associated Ducts | 331 | Pulverizer system coal leaks (other than pulverizers, see code 0330)
100 | Fossil-Steam | Boiler | Boiler Fuel Supply from Bunkers to Boiler | Pulverizers, Primary Air Fans, and Associated Ducts | 335 | Pulverizer lube oil system
650 | Fluidized Bed | Boiler | Boiler Fuel Supply from Bunkers to Boiler | Pulverizers, Primary Air Fans, and Associated Ducts | 335 | Pulverizer lube oil system
800 | Miscellaneous | Boiler | Boiler Fuel Supply from Bunkers to Boiler | Pulverizers, Primary Air Fans, and Associated Ducts | 335 | Pulverizer lube oil system
810 | Multi-boiler/Multi-turbine | Boiler | Boiler Fuel Supply from Bunkers to Boiler | Pulverizers, Primary Air Fans, and Associated Ducts | 335 | Pulverizer lube oil system
100 | Fossil-Steam | Boiler | Boiler Fuel Supply from Bunkers to Boiler | Pulverizers, Primary Air Fans, and Associated Ducts | 338 | Pulverizer control systems (temperature and pressure)
650 | Fluidized Bed | Boiler | Boiler Fuel Supply from Bunkers to Boiler | Pulverizers, Primary Air Fans, and Associated Ducts | 338 | Pulverizer control systems (temperature and pressure)
800 | Miscellaneous | Boiler | Boiler Fuel Supply from Bunkers to Boiler | Pulverizers, Primary Air Fans, and Associated Ducts | 338 | Pulverizer control systems (temperature and pressure)
810 | Multi-boiler/Multi-turbine | Boiler | Boiler Fuel Supply from Bunkers to Boiler | Pulverizers, Primary Air Fans, and Associated Ducts | 338 | Pulverizer control systems (temperature and pressure)
100 | Fossil-Steam | Boiler | Boiler Fuel Supply from Bunkers to Boiler | Pulverizers, Primary Air Fans, and Associated Ducts | 339 | Pulverizer System Puff
100 | Fossil-Steam | Boiler | Boiler Fuel Supply from Bunkers to Boiler | Pulverizers, Primary Air Fans, and Associated Ducts | 340 | Other pulverizer problems
650 | Fluidized Bed | Boiler | Boiler Fuel Supply from Bunkers to Boiler | Pulverizers, Primary Air Fans, and Associated Ducts | 340 | Other pulverizer problems
800 | Miscellaneous | Boiler | Boiler Fuel Supply from Bunkers to Boiler | Pulverizers, Primary Air Fans, and Associated Ducts | 340 | Other pulverizer problems
810 | Multi-boiler/Multi-turbine | Boiler | Boiler Fuel Supply from Bunkers to Boiler | Pulverizers, Primary Air Fans, and Associated Ducts | 340 | Other pulverizer problems
100 | Fossil-Steam | Boiler | Boiler Fuel Supply from Bunkers to Boiler | Pulverizers, Primary Air Fans, and Associated Ducts | 341 | Pulverizer deluge system
800 | Miscellaneous | Boiler | Boiler Fuel Supply from Bunkers to Boiler | Pulverizers, Primary Air Fans, and Associated Ducts | 341 | Pulverizer deluge system
810 | Multi-boiler/Multi-turbine | Boiler | Boiler Fuel Supply from Bunkers to Boiler | Pulverizers, Primary Air Fans, and Associated Ducts | 341 | Pulverizer deluge system
100 | Fossil-Steam | Boiler | Boiler Fuel Supply from Bunkers to Boiler | Pulverizers, Primary Air Fans, and Associated Ducts | 342 | Pulverizer inert system
800 | Miscellaneous | Boiler | Boiler Fuel Supply from Bunkers to Boiler | Pulverizers, Primary Air Fans, and Associated Ducts | 342 | Pulverizer inert system
810 | Multi-boiler/Multi-turbine | Boiler | Boiler Fuel Supply from Bunkers to Boiler | Pulverizers, Primary Air Fans, and Associated Ducts | 342 | Pulverizer inert system
100 | Fossil-Steam | Boiler | Boiler Fuel Supply from Bunkers to Boiler | Pulverizers, Primary Air Fans, and Associated Ducts | 344 | Pulverizer inspection
650 | Fluidized Bed | Boiler | Boiler Fuel Supply from Bunkers to Boiler | Pulverizers, Primary Air Fans, and Associated Ducts | 344 | Pulverizer inspection
800 | Miscellaneous | Boiler | Boiler Fuel Supply from Bunkers to Boiler | Pulverizers, Primary Air Fans, and Associated Ducts | 344 | Pulverizer inspection
810 | Multi-boiler/Multi-turbine | Boiler | Boiler Fuel Supply from Bunkers to Boiler | Pulverizers, Primary Air Fans, and Associated Ducts | 344 | Pulverizer inspection
100 | Fossil-Steam | Boiler | Boiler Fuel Supply from Bunkers to Boiler | Pulverizers, Primary Air Fans, and Associated Ducts | 345 | Pulverizer overhaul
650 | Fluidized Bed | Boiler | Boiler Fuel Supply from Bunkers to Boiler | Pulverizers, Primary Air Fans, and Associated Ducts | 345 | Pulverizer overhaul
800 | Miscellaneous | Boiler | Boiler Fuel Supply from Bunkers to Boiler | Pulverizers, Primary Air Fans, and Associated Ducts | 345 | Pulverizer overhaul
810 | Multi-boiler/Multi-turbine | Boiler | Boiler Fuel Supply from Bunkers to Boiler | Pulverizers, Primary Air Fans, and Associated Ducts | 345 | Pulverizer overhaul
100 | Fossil-Steam | Boiler | Boiler Fuel Supply from Bunkers to Boiler | Pulverizers, Primary Air Fans, and Associated Ducts | 346 | Pulverizer pyrite removal system
650 | Fluidized Bed | Boiler | Boiler Fuel Supply from Bunkers to Boiler | Pulverizers, Primary Air Fans, and Associated Ducts | 346 | Pulverizer pyrite removal system
800 | Miscellaneous | Boiler | Boiler Fuel Supply from Bunkers to Boiler | Pulverizers, Primary Air Fans, and Associated Ducts | 346 | Pulverizer pyrite removal system
810 | Multi-boiler/Multi-turbine | Boiler | Boiler Fuel Supply from Bunkers to Boiler | Pulverizers, Primary Air Fans, and Associated Ducts | 346 | Pulverizer pyrite removal system
100 | Fossil-Steam | Boiler | Boiler Fuel Supply from Bunkers to Boiler | Pulverizers, Primary Air Fans, and Associated Ducts | 350 | Pulverized fuel and air piping (from pulverizer to wind box) (see code 0898 for pulverizer reject system problems)
650 | Fluidized Bed | Boiler | Boiler Fuel Supply from Bunkers to Boiler | Pulverizers, Primary Air Fans, and Associated Ducts | 350 | Pulverized fuel and air piping (from pulverizer to wind box) (see code 0898 for pulverizer reject system problems)
800 | Miscellaneous | Boiler | Boiler Fuel Supply from Bunkers to Boiler | Pulverizers, Primary Air Fans, and Associated Ducts | 350 | Pulverized fuel and air piping (from pulverizer to wind box) (see code 0898 for pulverizer reject system problems)
810 | Multi-boiler/Multi-turbine | Boiler | Boiler Fuel Supply from Bunkers to Boiler | Pulverizers, Primary Air Fans, and Associated Ducts | 350 | Pulverized fuel and air piping (from pulverizer to wind box) (see code 0898 for pulverizer reject system problems)
100 | Fossil-Steam | Boiler | Boiler Fuel Supply from Bunkers to Boiler | Burners | 358 | Oil burner piping and valves
650 | Fluidized Bed | Boiler | Boiler Fuel Supply from Bunkers to Boiler | Burners | 358 | Oil burner piping and valves
800 | Miscellaneous | Boiler | Boiler Fuel Supply from Bunkers to Boiler | Burners | 358 | Oil burner piping and valves
810 | Multi-boiler/Multi-turbine | Boiler | Boiler Fuel Supply from Bunkers to Boiler | Burners | 358 | Oil burner piping and valves
850 | Combined Cycle Block | Heat Recovery Steam Generator (HRSG) | HRSG Boiler Fuel Supply | Burners (Duct Burners) | 358 | Oil burner piping and valves
851 | CC GT units | Heat Recovery Steam Generator (HRSG) | HRSG Boiler Fuel Supply | Burners (Duct Burners) | 358 | Oil burner piping and valves
852 | CC steam units | Heat Recovery Steam Generator (HRSG) | HRSG Boiler Fuel Supply | Burners (Duct Burners) | 358 | Oil burner piping and valves
860 | Co-generator Block | Heat Recovery Steam Generator (HRSG) | HRSG Boiler Fuel Supply | Burners (Duct Burners) | 358 | Oil burner piping and valves
861 | CoG GT units | Heat Recovery Steam Generator (HRSG) | HRSG Boiler Fuel Supply | Burners (Duct Burners) | 358 | Oil burner piping and valves
862 | CoG steam units | Heat Recovery Steam Generator (HRSG) | HRSG Boiler Fuel Supply | Burners (Duct Burners) | 358 | Oil burner piping and valves
100 | Fossil-Steam | Boiler | Boiler Fuel Supply from Bunkers to Boiler | Burners | 359 | Gas burner piping and valves
650 | Fluidized Bed | Boiler | Boiler Fuel Supply from Bunkers to Boiler | Burners | 359 | Gas burner piping and valves
800 | Miscellaneous | Boiler | Boiler Fuel Supply from Bunkers to Boiler | Burners | 359 | Gas burner piping and valves
810 | Multi-boiler/Multi-turbine | Boiler | Boiler Fuel Supply from Bunkers to Boiler | Burners | 359 | Gas burner piping and valves
850 | Combined Cycle Block | Heat Recovery Steam Generator (HRSG) | HRSG Boiler Fuel Supply | Burners (Duct Burners) | 359 | Gas burner piping and valves
851 | CC GT units | Heat Recovery Steam Generator (HRSG) | HRSG Boiler Fuel Supply | Burners (Duct Burners) | 359 | Gas burner piping and valves
852 | CC steam units | Heat Recovery Steam Generator (HRSG) | HRSG Boiler Fuel Supply | Burners (Duct Burners) | 359 | Gas burner piping and valves
860 | Co-generator Block | Heat Recovery Steam Generator (HRSG) | HRSG Boiler Fuel Supply | Burners (Duct Burners) | 359 | Gas burner piping and valves
861 | CoG GT units | Heat Recovery Steam Generator (HRSG) | HRSG Boiler Fuel Supply | Burners (Duct Burners) | 359 | Gas burner piping and valves
862 | CoG steam units | Heat Recovery Steam Generator (HRSG) | HRSG Boiler Fuel Supply | Burners (Duct Burners) | 359 | Gas burner piping and valves
100 | Fossil-Steam | Boiler | Boiler Fuel Supply from Bunkers to Boiler | Burners | 360 | Burners
650 | Fluidized Bed | Boiler | Boiler Fuel Supply from Bunkers to Boiler | Burners | 360 | Burners
800 | Miscellaneous | Boiler | Boiler Fuel Supply from Bunkers to Boiler | Burners | 360 | Burners
810 | Multi-boiler/Multi-turbine | Boiler | Boiler Fuel Supply from Bunkers to Boiler | Burners | 360 | Burners
850 | Combined Cycle Block | Heat Recovery Steam Generator (HRSG) | HRSG Boiler Fuel Supply | Burners (Duct Burners) | 360 | Burners
851 | CC GT units | Heat Recovery Steam Generator (HRSG) | HRSG Boiler Fuel Supply | Burners (Duct Burners) | 360 | Burners
852 | CC steam units | Heat Recovery Steam Generator (HRSG) | HRSG Boiler Fuel Supply | Burners (Duct Burners) | 360 | Burners
860 | Co-generator Block | Heat Recovery Steam Generator (HRSG) | HRSG Boiler Fuel Supply | Burners (Duct Burners) | 360 | Burners
861 | CoG GT units | Heat Recovery Steam Generator (HRSG) | HRSG Boiler Fuel Supply | Burners (Duct Burners) | 360 | Burners
862 | CoG steam units | Heat Recovery Steam Generator (HRSG) | HRSG Boiler Fuel Supply | Burners (Duct Burners) | 360 | Burners
100 | Fossil-Steam | Boiler | Boiler Fuel Supply from Bunkers to Boiler | Burners | 361 | Burner orifices
650 | Fluidized Bed | Boiler | Boiler Fuel Supply from Bunkers to Boiler | Burners | 361 | Burner orifices
800 | Miscellaneous | Boiler | Boiler Fuel Supply from Bunkers to Boiler | Burners | 361 | Burner orifices
810 | Multi-boiler/Multi-turbine | Boiler | Boiler Fuel Supply from Bunkers to Boiler | Burners | 361 | Burner orifices
850 | Combined Cycle Block | Heat Recovery Steam Generator (HRSG) | HRSG Boiler Fuel Supply | Burners (Duct Burners) | 361 | Burner orifices
851 | CC GT units | Heat Recovery Steam Generator (HRSG) | HRSG Boiler Fuel Supply | Burners (Duct Burners) | 361 | Burner orifices
852 | CC steam units | Heat Recovery Steam Generator (HRSG) | HRSG Boiler Fuel Supply | Burners (Duct Burners) | 361 | Burner orifices
860 | Co-generator Block | Heat Recovery Steam Generator (HRSG) | HRSG Boiler Fuel Supply | Burners (Duct Burners) | 361 | Burner orifices
861 | CoG GT units | Heat Recovery Steam Generator (HRSG) | HRSG Boiler Fuel Supply | Burners (Duct Burners) | 361 | Burner orifices
862 | CoG steam units | Heat Recovery Steam Generator (HRSG) | HRSG Boiler Fuel Supply | Burners (Duct Burners) | 361 | Burner orifices
100 | Fossil-Steam | Boiler | Boiler Fuel Supply from Bunkers to Boiler | Burners | 362 | Burner tilts
650 | Fluidized Bed | Boiler | Boiler Fuel Supply from Bunkers to Boiler | Burners | 362 | Burner tilts
810 | Multi-boiler/Multi-turbine | Boiler | Boiler Fuel Supply from Bunkers to Boiler | Burners | 362 | Burner tilts
650 | Fluidized Bed | Boiler | Boiler Fuel Supply from Bunkers to Boiler | Burners | 365 | Bed warmup burners (FBC only)
800 | Miscellaneous | Boiler | Boiler Fuel Supply from Bunkers to Boiler | Burners | 365 | Bed warmup burners (FBC only)
810 | Multi-boiler/Multi-turbine | Boiler | Boiler Fuel Supply from Bunkers to Boiler | Burners | 365 | Bed warmup burners (FBC only)
650 | Fluidized Bed | Boiler | Boiler Fuel Supply from Bunkers to Boiler | Burners | 366 | Duct burners (FBC only)
800 | Miscellaneous | Boiler | Boiler Fuel Supply from Bunkers to Boiler | Burners | 366 | Duct burners (FBC only)
810 | Multi-boiler/Multi-turbine | Boiler | Boiler Fuel Supply from Bunkers to Boiler | Burners | 366 | Duct burners (FBC only)
100 | Fossil-Steam | Boiler | Boiler Fuel Supply from Bunkers to Boiler | Burners | 370 | Burner instruments and controls (except light off)
650 | Fluidized Bed | Boiler | Boiler Fuel Supply from Bunkers to Boiler | Burners | 370 | Burner instruments and controls (except light off)
800 | Miscellaneous | Boiler | Boiler Fuel Supply from Bunkers to Boiler | Burners | 370 | Burner instruments and controls (except light off)
810 | Multi-boiler/Multi-turbine | Boiler | Boiler Fuel Supply from Bunkers to Boiler | Burners | 370 | Burner instruments and controls (except light off)
850 | Combined Cycle Block | Heat Recovery Steam Generator (HRSG) | HRSG Boiler Fuel Supply | Burners (Duct Burners) | 370 | Burner instruments and controls (except light off)
851 | CC GT units | Heat Recovery Steam Generator (HRSG) | HRSG Boiler Fuel Supply | Burners (Duct Burners) | 370 | Burner instruments and controls (except light off)
852 | CC steam units | Heat Recovery Steam Generator (HRSG) | HRSG Boiler Fuel Supply | Burners (Duct Burners) | 370 | Burner instruments and controls (except light off)
860 | Co-generator Block | Heat Recovery Steam Generator (HRSG) | HRSG Boiler Fuel Supply | Burners (Duct Burners) | 370 | Burner instruments and controls (except light off)
861 | CoG GT units | Heat Recovery Steam Generator (HRSG) | HRSG Boiler Fuel Supply | Burners (Duct Burners) | 370 | Burner instruments and controls (except light off)
862 | CoG steam units | Heat Recovery Steam Generator (HRSG) | HRSG Boiler Fuel Supply | Burners (Duct Burners) | 370 | Burner instruments and controls (except light off)
650 | Fluidized Bed | Boiler | Boiler Fuel Supply from Bunkers to Boiler | Burners | 375 | Burner instruments and controls (FBC light-off system)
800 | Miscellaneous | Boiler | Boiler Fuel Supply from Bunkers to Boiler | Burners | 375 | Burner instruments and controls (FBC light-off system)
810 | Multi-boiler/Multi-turbine | Boiler | Boiler Fuel Supply from Bunkers to Boiler | Burners | 375 | Burner instruments and controls (FBC light-off system)
100 | Fossil-Steam | Boiler | Boiler Fuel Supply from Bunkers to Boiler | Burners | 380 | Light off (igniter) systems (including fuel supply)
650 | Fluidized Bed | Boiler | Boiler Fuel Supply from Bunkers to Boiler | Burners | 380 | Light off (igniter) systems (including fuel supply)
800 | Miscellaneous | Boiler | Boiler Fuel Supply from Bunkers to Boiler | Burners | 380 | Light off (igniter) systems (including fuel supply)
810 | Multi-boiler/Multi-turbine | Boiler | Boiler Fuel Supply from Bunkers to Boiler | Burners | 380 | Light off (igniter) systems (including fuel supply)
850 | Combined Cycle Block | Heat Recovery Steam Generator (HRSG) | HRSG Boiler Fuel Supply | Burners (Duct Burners) | 380 | Light off (igniter) systems (including fuel supply)
851 | CC GT units | Heat Recovery Steam Generator (HRSG) | HRSG Boiler Fuel Supply | Burners (Duct Burners) | 380 | Light off (igniter) systems (including fuel supply)
852 | CC steam units | Heat Recovery Steam Generator (HRSG) | HRSG Boiler Fuel Supply | Burners (Duct Burners) | 380 | Light off (igniter) systems (including fuel supply)
860 | Co-generator Block | Heat Recovery Steam Generator (HRSG) | HRSG Boiler Fuel Supply | Burners (Duct Burners) | 380 | Light off (igniter) systems (including fuel supply)
861 | CoG GT units | Heat Recovery Steam Generator (HRSG) | HRSG Boiler Fuel Supply | Burners (Duct Burners) | 380 | Light off (igniter) systems (including fuel supply)
862 | CoG steam units | Heat Recovery Steam Generator (HRSG) | HRSG Boiler Fuel Supply | Burners (Duct Burners) | 380 | Light off (igniter) systems (including fuel supply)
100 | Fossil-Steam | Boiler | Boiler Fuel Supply from Bunkers to Boiler | Burners | 385 | Igniters
650 | Fluidized Bed | Boiler | Boiler Fuel Supply from Bunkers to Boiler | Burners | 385 | Igniters
800 | Miscellaneous | Boiler | Boiler Fuel Supply from Bunkers to Boiler | Burners | 385 | Igniters
810 | Multi-boiler/Multi-turbine | Boiler | Boiler Fuel Supply from Bunkers to Boiler | Burners | 385 | Igniters
850 | Combined Cycle Block | Heat Recovery Steam Generator (HRSG) | HRSG Boiler Fuel Supply | Burners (Duct Burners) | 385 | Igniters
851 | CC GT units | Heat Recovery Steam Generator (HRSG) | HRSG Boiler Fuel Supply | Burners (Duct Burners) | 385 | Igniters
852 | CC steam units | Heat Recovery Steam Generator (HRSG) | HRSG Boiler Fuel Supply | Burners (Duct Burners) | 385 | Igniters
860 | Co-generator Block | Heat Recovery Steam Generator (HRSG) | HRSG Boiler Fuel Supply | Burners (Duct Burners) | 385 | Igniters
861 | CoG GT units | Heat Recovery Steam Generator (HRSG) | HRSG Boiler Fuel Supply | Burners (Duct Burners) | 385 | Igniters
862 | CoG steam units | Heat Recovery Steam Generator (HRSG) | HRSG Boiler Fuel Supply | Burners (Duct Burners) | 385 | Igniters
100 | Fossil-Steam | Boiler | Boiler Fuel Supply from Bunkers to Boiler | Burners | 390 | Burner wind boxes and dampers
650 | Fluidized Bed | Boiler | Boiler Fuel Supply from Bunkers to Boiler | Burners | 390 | Burner wind boxes and dampers
800 | Miscellaneous | Boiler | Boiler Fuel Supply from Bunkers to Boiler | Burners | 390 | Burner wind boxes and dampers
810 | Multi-boiler/Multi-turbine | Boiler | Boiler Fuel Supply from Bunkers to Boiler | Burners | 390 | Burner wind boxes and dampers
100 | Fossil-Steam | Boiler | Boiler Fuel Supply from Bunkers to Boiler | Burners | 400 | Burner wind box fires
650 | Fluidized Bed | Boiler | Boiler Fuel Supply from Bunkers to Boiler | Burners | 400 | Burner wind box fires
800 | Miscellaneous | Boiler | Boiler Fuel Supply from Bunkers to Boiler | Burners | 400 | Burner wind box fires
810 | Multi-boiler/Multi-turbine | Boiler | Boiler Fuel Supply from Bunkers to Boiler | Burners | 400 | Burner wind box fires
100 | Fossil-Steam | Boiler | Boiler Fuel Supply from Bunkers to Boiler | Burners | 410 | Other burner problems
650 | Fluidized Bed | Boiler | Boiler Fuel Supply from Bunkers to Boiler | Burners | 410 | Other burner problems
800 | Miscellaneous | Boiler | Boiler Fuel Supply from Bunkers to Boiler | Burners | 410 | Other burner problems
810 | Multi-boiler/Multi-turbine | Boiler | Boiler Fuel Supply from Bunkers to Boiler | Burners | 410 | Other burner problems
850 | Combined Cycle Block | Heat Recovery Steam Generator (HRSG) | HRSG Boiler Fuel Supply | Burners (Duct Burners) | 410 | Other burner problems
851 | CC GT units | Heat Recovery Steam Generator (HRSG) | HRSG Boiler Fuel Supply | Burners (Duct Burners) | 410 | Other burner problems
852 | CC steam units | Heat Recovery Steam Generator (HRSG) | HRSG Boiler Fuel Supply | Burners (Duct Burners) | 410 | Other burner problems
860 | Co-generator Block | Heat Recovery Steam Generator (HRSG) | HRSG Boiler Fuel Supply | Burners (Duct Burners) | 410 | Other burner problems
861 | CoG GT units | Heat Recovery Steam Generator (HRSG) | HRSG Boiler Fuel Supply | Burners (Duct Burners) | 410 | Other burner problems
862 | CoG steam units | Heat Recovery Steam Generator (HRSG) | HRSG Boiler Fuel Supply | Burners (Duct Burners) | 410 | Other burner problems
100 | Fossil-Steam | Boiler | Boiler Fuel Supply from Bunkers to Boiler | Cyclone | 415 | Cyclone feeders
650 | Fluidized Bed | Boiler | Boiler Fuel Supply from Bunkers to Boiler | Cyclone | 415 | Cyclone feeders
800 | Miscellaneous | Boiler | Boiler Fuel Supply from Bunkers to Boiler | Cyclone | 415 | Cyclone feeders
810 | Multi-boiler/Multi-turbine | Boiler | Boiler Fuel Supply from Bunkers to Boiler | Cyclone | 415 | Cyclone feeders
100 | Fossil-Steam | Boiler | Boiler Fuel Supply from Bunkers to Boiler | Cyclone | 420 | Cyclone crusher
650 | Fluidized Bed | Boiler | Boiler Fuel Supply from Bunkers to Boiler | Cyclone | 420 | Cyclone crusher
800 | Miscellaneous | Boiler | Boiler Fuel Supply from Bunkers to Boiler | Cyclone | 420 | Cyclone crusher
810 | Multi-boiler/Multi-turbine | Boiler | Boiler Fuel Supply from Bunkers to Boiler | Cyclone | 420 | Cyclone crusher
100 | Fossil-Steam | Boiler | Boiler Fuel Supply from Bunkers to Boiler | Cyclone | 425 | Cyclone dampers
650 | Fluidized Bed | Boiler | Boiler Fuel Supply from Bunkers to Boiler | Cyclone | 425 | Cyclone dampers
800 | Miscellaneous | Boiler | Boiler Fuel Supply from Bunkers to Boiler | Cyclone | 425 | Cyclone dampers
810 | Multi-boiler/Multi-turbine | Boiler | Boiler Fuel Supply from Bunkers to Boiler | Cyclone | 425 | Cyclone dampers
100 | Fossil-Steam | Boiler | Boiler Fuel Supply from Bunkers to Boiler | Cyclone | 426 | Cyclone air ducts
650 | Fluidized Bed | Boiler | Boiler Fuel Supply from Bunkers to Boiler | Cyclone | 426 | Cyclone air ducts
800 | Miscellaneous | Boiler | Boiler Fuel Supply from Bunkers to Boiler | Cyclone | 426 | Cyclone air ducts
810 | Multi-boiler/Multi-turbine | Boiler | Boiler Fuel Supply from Bunkers to Boiler | Cyclone | 426 | Cyclone air ducts
100 | Fossil-Steam | Boiler | Boiler Fuel Supply from Bunkers to Boiler | Cyclone | 430 | Cyclone furnace
650 | Fluidized Bed | Boiler | Boiler Fuel Supply from Bunkers to Boiler | Cyclone | 430 | Cyclone furnace
800 | Miscellaneous | Boiler | Boiler Fuel Supply from Bunkers to Boiler | Cyclone | 430 | Cyclone furnace
810 | Multi-boiler/Multi-turbine | Boiler | Boiler Fuel Supply from Bunkers to Boiler | Cyclone | 430 | Cyclone furnace
100 | Fossil-Steam | Boiler | Boiler Fuel Supply from Bunkers to Boiler | Cyclone | 435 | Other cyclone problems
650 | Fluidized Bed | Boiler | Boiler Fuel Supply from Bunkers to Boiler | Cyclone | 435 | Other cyclone problems
800 | Miscellaneous | Boiler | Boiler Fuel Supply from Bunkers to Boiler | Cyclone | 435 | Other cyclone problems
810 | Multi-boiler/Multi-turbine | Boiler | Boiler Fuel Supply from Bunkers to Boiler | Cyclone | 435 | Other cyclone problems
100 | Fossil-Steam | Boiler | Boiler Fuel Supply from Bunkers to Boiler | Oil and Gas Systems (except light off) | 440 | Fuel oil pumps (general)
650 | Fluidized Bed | Boiler | Boiler Fuel Supply from Bunkers to Boiler | Oil and Gas Systems (except light off) | 440 | Fuel oil pumps (general)
800 | Miscellaneous | Boiler | Boiler Fuel Supply from Bunkers to Boiler | Oil and Gas Systems (except light off) | 440 | Fuel oil pumps (general)
810 | Multi-boiler/Multi-turbine | Boiler | Boiler Fuel Supply from Bunkers to Boiler | Oil and Gas Systems (except light off) | 440 | Fuel oil pumps (general)
850 | Combined Cycle Block | Heat Recovery Steam Generator (HRSG) | HRSG Boiler Fuel Supply | Oil and Gas Systems (except light off) | 440 | Fuel oil pumps (general)
851 | CC GT units | Heat Recovery Steam Generator (HRSG) | HRSG Boiler Fuel Supply | Oil and Gas Systems (except light off) | 440 | Fuel oil pumps (general)
852 | CC steam units | Heat Recovery Steam Generator (HRSG) | HRSG Boiler Fuel Supply | Oil and Gas Systems (except light off) | 440 | Fuel oil pumps (general)
860 | Co-generator Block | Heat Recovery Steam Generator (HRSG) | HRSG Boiler Fuel Supply | Oil and Gas Systems (except light off) | 440 | Fuel oil pumps (general)
861 | CoG GT units | Heat Recovery Steam Generator (HRSG) | HRSG Boiler Fuel Supply | Oil and Gas Systems (except light off) | 440 | Fuel oil pumps (general)
862 | CoG steam units | Heat Recovery Steam Generator (HRSG) | HRSG Boiler Fuel Supply | Oil and Gas Systems (except light off) | 440 | Fuel oil pumps (general)
100 | Fossil-Steam | Boiler | Boiler Fuel Supply from Bunkers to Boiler | Oil and Gas Systems (except light off) | 441 | Fuel oil pumps (burner supply)
650 | Fluidized Bed | Boiler | Boiler Fuel Supply from Bunkers to Boiler | Oil and Gas Systems (except light off) | 441 | Fuel oil pumps (burner supply)
800 | Miscellaneous | Boiler | Boiler Fuel Supply from Bunkers to Boiler | Oil and Gas Systems (except light off) | 441 | Fuel oil pumps (burner supply)
810 | Multi-boiler/Multi-turbine | Boiler | Boiler Fuel Supply from Bunkers to Boiler | Oil and Gas Systems (except light off) | 441 | Fuel oil pumps (burner supply)
850 | Combined Cycle Block | Heat Recovery Steam Generator (HRSG) | HRSG Boiler Fuel Supply | Oil and Gas Systems (except light off) | 441 | Fuel oil pumps (burner supply)
851 | CC GT units | Heat Recovery Steam Generator (HRSG) | HRSG Boiler Fuel Supply | Oil and Gas Systems (except light off) | 441 | Fuel oil pumps (burner supply)
852 | CC steam units | Heat Recovery Steam Generator (HRSG) | HRSG Boiler Fuel Supply | Oil and Gas Systems (except light off) | 441 | Fuel oil pumps (burner supply)
860 | Co-generator Block | Heat Recovery Steam Generator (HRSG) | HRSG Boiler Fuel Supply | Oil and Gas Systems (except light off) | 441 | Fuel oil pumps (burner supply)
861 | CoG GT units | Heat Recovery Steam Generator (HRSG) | HRSG Boiler Fuel Supply | Oil and Gas Systems (except light off) | 441 | Fuel oil pumps (burner supply)
862 | CoG steam units | Heat Recovery Steam Generator (HRSG) | HRSG Boiler Fuel Supply | Oil and Gas Systems (except light off) | 441 | Fuel oil pumps (burner supply)
100 | Fossil-Steam | Boiler | Boiler Fuel Supply from Bunkers to Boiler | Oil and Gas Systems (except light off) | 442 | Fuel oil pumps (forwarding/transfer)
650 | Fluidized Bed | Boiler | Boiler Fuel Supply from Bunkers to Boiler | Oil and Gas Systems (except light off) | 442 | Fuel oil pumps (forwarding/transfer)
800 | Miscellaneous | Boiler | Boiler Fuel Supply from Bunkers to Boiler | Oil and Gas Systems (except light off) | 442 | Fuel oil pumps (forwarding/transfer)
810 | Multi-boiler/Multi-turbine | Boiler | Boiler Fuel Supply from Bunkers to Boiler | Oil and Gas Systems (except light off) | 442 | Fuel oil pumps (forwarding/transfer)
850 | Combined Cycle Block | Heat Recovery Steam Generator (HRSG) | HRSG Boiler Fuel Supply | Oil and Gas Systems (except light off) | 442 | Fuel oil pumps (forwarding/transfer)
851 | CC GT units | Heat Recovery Steam Generator (HRSG) | HRSG Boiler Fuel Supply | Oil and Gas Systems (except light off) | 442 | Fuel oil pumps (forwarding/transfer)
852 | CC steam units | Heat Recovery Steam Generator (HRSG) | HRSG Boiler Fuel Supply | Oil and Gas Systems (except light off) | 442 | Fuel oil pumps (forwarding/transfer)
860 | Co-generator Block | Heat Recovery Steam Generator (HRSG) | HRSG Boiler Fuel Supply | Oil and Gas Systems (except light off) | 442 | Fuel oil pumps (forwarding/transfer)
861 | CoG GT units | Heat Recovery Steam Generator (HRSG) | HRSG Boiler Fuel Supply | Oil and Gas Systems (except light off) | 442 | Fuel oil pumps (forwarding/transfer)
862 | CoG steam units | Heat Recovery Steam Generator (HRSG) | HRSG Boiler Fuel Supply | Oil and Gas Systems (except light off) | 442 | Fuel oil pumps (forwarding/transfer)
100 | Fossil-Steam | Boiler | Boiler Fuel Supply from Bunkers to Boiler | Oil and Gas Systems (except light off) | 443 | Fuel oil (burner supply) pump drives
650 | Fluidized Bed | Boiler | Boiler Fuel Supply from Bunkers to Boiler | Oil and Gas Systems (except light off) | 443 | Fuel oil (burner supply) pump drives
800 | Miscellaneous | Boiler | Boiler Fuel Supply from Bunkers to Boiler | Oil and Gas Systems (except light off) | 443 | Fuel oil (burner supply) pump drives
810 | Multi-boiler/Multi-turbine | Boiler | Boiler Fuel Supply from Bunkers to Boiler | Oil and Gas Systems (except light off) | 443 | Fuel oil (burner supply) pump drives
850 | Combined Cycle Block | Heat Recovery Steam Generator (HRSG) | HRSG Boiler Fuel Supply | Oil and Gas Systems (except light off) | 443 | Fuel oil (burner supply) pump drives
851 | CC GT units | Heat Recovery Steam Generator (HRSG) | HRSG Boiler Fuel Supply | Oil and Gas Systems (except light off) | 443 | Fuel oil (burner supply) pump drives
852 | CC steam units | Heat Recovery Steam Generator (HRSG) | HRSG Boiler Fuel Supply | Oil and Gas Systems (except light off) | 443 | Fuel oil (burner supply) pump drives
860 | Co-generator Block | Heat Recovery Steam Generator (HRSG) | HRSG Boiler Fuel Supply | Oil and Gas Systems (except light off) | 443 | Fuel oil (burner supply) pump drives
861 | CoG GT units | Heat Recovery Steam Generator (HRSG) | HRSG Boiler Fuel Supply | Oil and Gas Systems (except light off) | 443 | Fuel oil (burner supply) pump drives
862 | CoG steam units | Heat Recovery Steam Generator (HRSG) | HRSG Boiler Fuel Supply | Oil and Gas Systems (except light off) | 443 | Fuel oil (burner supply) pump drives
100 | Fossil-Steam | Boiler | Boiler Fuel Supply from Bunkers to Boiler | Oil and Gas Systems (except light off) | 444 | Fuel oil (forwarding/transfer) pump drives
650 | Fluidized Bed | Boiler | Boiler Fuel Supply from Bunkers to Boiler | Oil and Gas Systems (except light off) | 444 | Fuel oil (forwarding/transfer) pump drives
800 | Miscellaneous | Boiler | Boiler Fuel Supply from Bunkers to Boiler | Oil and Gas Systems (except light off) | 444 | Fuel oil (forwarding/transfer) pump drives
810 | Multi-boiler/Multi-turbine | Boiler | Boiler Fuel Supply from Bunkers to Boiler | Oil and Gas Systems (except light off) | 444 | Fuel oil (forwarding/transfer) pump drives
850 | Combined Cycle Block | Heat Recovery Steam Generator (HRSG) | HRSG Boiler Fuel Supply | Oil and Gas Systems (except light off) | 444 | Fuel oil (forwarding/transfer) pump drives
851 | CC GT units | Heat Recovery Steam Generator (HRSG) | HRSG Boiler Fuel Supply | Oil and Gas Systems (except light off) | 444 | Fuel oil (forwarding/transfer) pump drives
852 | CC steam units | Heat Recovery Steam Generator (HRSG) | HRSG Boiler Fuel Supply | Oil and Gas Systems (except light off) | 444 | Fuel oil (forwarding/transfer) pump drives
860 | Co-generator Block | Heat Recovery Steam Generator (HRSG) | HRSG Boiler Fuel Supply | Oil and Gas Systems (except light off) | 444 | Fuel oil (forwarding/transfer) pump drives
861 | CoG GT units | Heat Recovery Steam Generator (HRSG) | HRSG Boiler Fuel Supply | Oil and Gas Systems (except light off) | 444 | Fuel oil (forwarding/transfer) pump drives
862 | CoG steam units | Heat Recovery Steam Generator (HRSG) | HRSG Boiler Fuel Supply | Oil and Gas Systems (except light off) | 444 | Fuel oil (forwarding/transfer) pump drives
100 | Fossil-Steam | Boiler | Boiler Fuel Supply from Bunkers to Boiler | Oil and Gas Systems (except light off) | 450 | Fuel oil heaters
650 | Fluidized Bed | Boiler | Boiler Fuel Supply from Bunkers to Boiler | Oil and Gas Systems (except light off) | 450 | Fuel oil heaters
800 | Miscellaneous | Boiler | Boiler Fuel Supply from Bunkers to Boiler | Oil and Gas Systems (except light off) | 450 | Fuel oil heaters
810 | Multi-boiler/Multi-turbine | Boiler | Boiler Fuel Supply from Bunkers to Boiler | Oil and Gas Systems (except light off) | 450 | Fuel oil heaters
850 | Combined Cycle Block | Heat Recovery Steam Generator (HRSG) | HRSG Boiler Fuel Supply | Oil and Gas Systems (except light off) | 450 | Fuel oil heaters
851 | CC GT units | Heat Recovery Steam Generator (HRSG) | HRSG Boiler Fuel Supply | Oil and Gas Systems (except light off) | 450 | Fuel oil heaters
852 | CC steam units | Heat Recovery Steam Generator (HRSG) | HRSG Boiler Fuel Supply | Oil and Gas Systems (except light off) | 450 | Fuel oil heaters
860 | Co-generator Block | Heat Recovery Steam Generator (HRSG) | HRSG Boiler Fuel Supply | Oil and Gas Systems (except light off) | 450 | Fuel oil heaters
861 | CoG GT units | Heat Recovery Steam Generator (HRSG) | HRSG Boiler Fuel Supply | Oil and Gas Systems (except light off) | 450 | Fuel oil heaters
862 | CoG steam units | Heat Recovery Steam Generator (HRSG) | HRSG Boiler Fuel Supply | Oil and Gas Systems (except light off) | 450 | Fuel oil heaters
100 | Fossil-Steam | Boiler | Boiler Fuel Supply from Bunkers to Boiler | Oil and Gas Systems (except light off) | 460 | Fuel oil atomizers
650 | Fluidized Bed | Boiler | Boiler Fuel Supply from Bunkers to Boiler | Oil and Gas Systems (except light off) | 460 | Fuel oil atomizers
800 | Miscellaneous | Boiler | Boiler Fuel Supply from Bunkers to Boiler | Oil and Gas Systems (except light off) | 460 | Fuel oil atomizers
810 | Multi-boiler/Multi-turbine | Boiler | Boiler Fuel Supply from Bunkers to Boiler | Oil and Gas Systems (except light off) | 460 | Fuel oil atomizers
850 | Combined Cycle Block | Heat Recovery Steam Generator (HRSG) | HRSG Boiler Fuel Supply | Oil and Gas Systems (except light off) | 460 | Fuel oil atomizers
851 | CC GT units | Heat Recovery Steam Generator (HRSG) | HRSG Boiler Fuel Supply | Oil and Gas Systems (except light off) | 460 | Fuel oil atomizers
852 | CC steam units | Heat Recovery Steam Generator (HRSG) | HRSG Boiler Fuel Supply | Oil and Gas Systems (except light off) | 460 | Fuel oil atomizers
860 | Co-generator Block | Heat Recovery Steam Generator (HRSG) | HRSG Boiler Fuel Supply | Oil and Gas Systems (except light off) | 460 | Fuel oil atomizers
861 | CoG GT units | Heat Recovery Steam Generator (HRSG) | HRSG Boiler Fuel Supply | Oil and Gas Systems (except light off) | 460 | Fuel oil atomizers
862 | CoG steam units | Heat Recovery Steam Generator (HRSG) | HRSG Boiler Fuel Supply | Oil and Gas Systems (except light off) | 460 | Fuel oil atomizers
100 | Fossil-Steam | Boiler | Boiler Fuel Supply from Bunkers to Boiler | Oil and Gas Systems (except light off) | 470 | Oil and gas fires
650 | Fluidized Bed | Boiler | Boiler Fuel Supply from Bunkers to Boiler | Oil and Gas Systems (except light off) | 470 | Oil and gas fires
800 | Miscellaneous | Boiler | Boiler Fuel Supply from Bunkers to Boiler | Oil and Gas Systems (except light off) | 470 | Oil and gas fires
810 | Multi-boiler/Multi-turbine | Boiler | Boiler Fuel Supply from Bunkers to Boiler | Oil and Gas Systems (except light off) | 470 | Oil and gas fires
850 | Combined Cycle Block | Heat Recovery Steam Generator (HRSG) | HRSG Boiler Fuel Supply | Oil and Gas Systems (except light off) | 470 | Oil and gas fires
851 | CC GT units | Heat Recovery Steam Generator (HRSG) | HRSG Boiler Fuel Supply | Oil and Gas Systems (except light off) | 470 | Oil and gas fires
852 | CC steam units | Heat Recovery Steam Generator (HRSG) | HRSG Boiler Fuel Supply | Oil and Gas Systems (except light off) | 470 | Oil and gas fires
860 | Co-generator Block | Heat Recovery Steam Generator (HRSG) | HRSG Boiler Fuel Supply | Oil and Gas Systems (except light off) | 470 | Oil and gas fires
861 | CoG GT units | Heat Recovery Steam Generator (HRSG) | HRSG Boiler Fuel Supply | Oil and Gas Systems (except light off) | 470 | Oil and gas fires
862 | CoG steam units | Heat Recovery Steam Generator (HRSG) | HRSG Boiler Fuel Supply | Oil and Gas Systems (except light off) | 470 | Oil and gas fires
650 | Fluidized Bed | Boiler | Boiler Fuel Supply from Bunkers to Boiler | Oil and Gas Systems (except light off) | 475 | Fuel lance (FBC only)
800 | Miscellaneous | Boiler | Boiler Fuel Supply from Bunkers to Boiler | Oil and Gas Systems (except light off) | 475 | Fuel lance (FBC only)
810 | Multi-boiler/Multi-turbine | Boiler | Boiler Fuel Supply from Bunkers to Boiler | Oil and Gas Systems (except light off) | 475 | Fuel lance (FBC only)
100 | Fossil-Steam | Boiler | Boiler Fuel Supply from Bunkers to Boiler | Oil and Gas Systems (except light off) | 480 | Other oil and gas fuel supply problems (see codes 0360-0410 for burner problems)
650 | Fluidized Bed | Boiler | Boiler Fuel Supply from Bunkers to Boiler | Oil and Gas Systems (except light off) | 480 | Other oil and gas fuel supply problems (see codes 0360-0410 for burner problems)
800 | Miscellaneous | Boiler | Boiler Fuel Supply from Bunkers to Boiler | Oil and Gas Systems (except light off) | 480 | Other oil and gas fuel supply problems (see codes 0360-0410 for burner problems)
810 | Multi-boiler/Multi-turbine | Boiler | Boiler Fuel Supply from Bunkers to Boiler | Oil and Gas Systems (except light off) | 480 | Other oil and gas fuel supply problems (see codes 0360-0410 for burner problems)
850 | Combined Cycle Block | Heat Recovery Steam Generator (HRSG) | HRSG Boiler Fuel Supply | Oil and Gas Systems (except light off) | 480 | Other oil and gas fuel supply problems (see codes 0360-0410 for burner problems)
851 | CC GT units | Heat Recovery Steam Generator (HRSG) | HRSG Boiler Fuel Supply | Oil and Gas Systems (except light off) | 480 | Other oil and gas fuel supply problems (see codes 0360-0410 for burner problems)
852 | CC steam units | Heat Recovery Steam Generator (HRSG) | HRSG Boiler Fuel Supply | Oil and Gas Systems (except light off) | 480 | Other oil and gas fuel supply problems (see codes 0360-0410 for burner problems)
860 | Co-generator Block | Heat Recovery Steam Generator (HRSG) | HRSG Boiler Fuel Supply | Oil and Gas Systems (except light off) | 480 | Other oil and gas fuel supply problems (see codes 0360-0410 for burner problems)
861 | CoG GT units | Heat Recovery Steam Generator (HRSG) | HRSG Boiler Fuel Supply | Oil and Gas Systems (except light off) | 480 | Other oil and gas fuel supply problems (see codes 0360-0410 for burner problems)
862 | CoG steam units | Heat Recovery Steam Generator (HRSG) | HRSG Boiler Fuel Supply | Oil and Gas Systems (except light off) | 480 | Other oil and gas fuel supply problems (see codes 0360-0410 for burner problems)
100 | Fossil-Steam | Boiler | Boiler Piping System | Main Steam | 500 | Main steam piping up to turbine stop valves
650 | Fluidized Bed | Boiler | Boiler Piping System | Main Steam | 500 | Main steam piping up to turbine stop valves
800 | Miscellaneous | Boiler | Boiler Piping System | Main Steam | 500 | Main steam piping up to turbine stop valves
810 | Multi-boiler/Multi-turbine | Boiler | Boiler Piping System | Main Steam | 500 | Main steam piping up to turbine stop valves
830 | Geothermal | Boiler | Boiler Piping System | Main Steam | 500 | Main steam piping up to turbine stop valves
850 | Combined Cycle Block | Heat Recovery Steam Generator (HRSG) | HRSG Boiler Piping System | HRSG Main Steam | 500 | Main steam piping up to turbine stop valves
851 | CC GT units | Heat Recovery Steam Generator (HRSG) | HRSG Boiler Piping System | HRSG Main Steam | 500 | Main steam piping up to turbine stop valves
852 | CC steam units | Heat Recovery Steam Generator (HRSG) | HRSG Boiler Piping System | HRSG Main Steam | 500 | Main steam piping up to turbine stop valves
860 | Co-generator Block | Heat Recovery Steam Generator (HRSG) | HRSG Boiler Piping System | HRSG Main Steam | 500 | Main steam piping up to turbine stop valves
861 | CoG GT units | Heat Recovery Steam Generator (HRSG) | HRSG Boiler Piping System | HRSG Main Steam | 500 | Main steam piping up to turbine stop valves
862 | CoG steam units | Heat Recovery Steam Generator (HRSG) | HRSG Boiler Piping System | HRSG Main Steam | 500 | Main steam piping up to turbine stop valves
100 | Fossil-Steam | Boiler | Boiler Piping System | Main Steam | 510 | Main steam relief/safety valves off superheater
650 | Fluidized Bed | Boiler | Boiler Piping System | Main Steam | 510 | Main steam relief/safety valves off superheater
800 | Miscellaneous | Boiler | Boiler Piping System | Main Steam | 510 | Main steam relief/safety valves off superheater
810 | Multi-boiler/Multi-turbine | Boiler | Boiler Piping System | Main Steam | 510 | Main steam relief/safety valves off superheater
830 | Geothermal | Boiler | Boiler Piping System | Main Steam | 510 | Main steam relief/safety valves off superheater
850 | Combined Cycle Block | Heat Recovery Steam Generator (HRSG) | HRSG Boiler Piping System | HRSG Main Steam | 510 | Main steam relief/safety valves off superheater
851 | CC GT units | Heat Recovery Steam Generator (HRSG) | HRSG Boiler Piping System | HRSG Main Steam | 510 | Main steam relief/safety valves off superheater
852 | CC steam units | Heat Recovery Steam Generator (HRSG) | HRSG Boiler Piping System | HRSG Main Steam | 510 | Main steam relief/safety valves off superheater
860 | Co-generator Block | Heat Recovery Steam Generator (HRSG) | HRSG Boiler Piping System | HRSG Main Steam | 510 | Main steam relief/safety valves off superheater
861 | CoG GT units | Heat Recovery Steam Generator (HRSG) | HRSG Boiler Piping System | HRSG Main Steam | 510 | Main steam relief/safety valves off superheater
862 | CoG steam units | Heat Recovery Steam Generator (HRSG) | HRSG Boiler Piping System | HRSG Main Steam | 510 | Main steam relief/safety valves off superheater
100 | Fossil-Steam | Boiler | Boiler Piping System | Main Steam | 520 | Other main steam valves (including vent and drain valves but not including the turbine stop valves)
650 | Fluidized Bed | Boiler | Boiler Piping System | Main Steam | 520 | Other main steam valves (including vent and drain valves but not including the turbine stop valves)
800 | Miscellaneous | Boiler | Boiler Piping System | Main Steam | 520 | Other main steam valves (including vent and drain valves but not including the turbine stop valves)
810 | Multi-boiler/Multi-turbine | Boiler | Boiler Piping System | Main Steam | 520 | Other main steam valves (including vent and drain valves but not including the turbine stop valves)
830 | Geothermal | Boiler | Boiler Piping System | Main Steam | 520 | Other main steam valves (including vent and drain valves but not including the turbine stop valves)
850 | Combined Cycle Block | Heat Recovery Steam Generator (HRSG) | HRSG Boiler Piping System | HRSG Main Steam | 520 | Other main steam valves (including vent and drain valves but not including the turbine stop valves)
851 | CC GT units | Heat Recovery Steam Generator (HRSG) | HRSG Boiler Piping System | HRSG Main Steam | 520 | Other main steam valves (including vent and drain valves but not including the turbine stop valves)
852 | CC steam units | Heat Recovery Steam Generator (HRSG) | HRSG Boiler Piping System | HRSG Main Steam | 520 | Other main steam valves (including vent and drain valves but not including the turbine stop valves)
860 | Co-generator Block | Heat Recovery Steam Generator (HRSG) | HRSG Boiler Piping System | HRSG Main Steam | 520 | Other main steam valves (including vent and drain valves but not including the turbine stop valves)
861 | CoG GT units | Heat Recovery Steam Generator (HRSG) | HRSG Boiler Piping System | HRSG Main Steam | 520 | Other main steam valves (including vent and drain valves but not including the turbine stop valves)
862 | CoG steam units | Heat Recovery Steam Generator (HRSG) | HRSG Boiler Piping System | HRSG Main Steam | 520 | Other main steam valves (including vent and drain valves but not including the turbine stop valves)
100 | Fossil-Steam | Boiler | Boiler Piping System | Main Steam | 530 | Other main steam system problems
650 | Fluidized Bed | Boiler | Boiler Piping System | Main Steam | 530 | Other main steam system problems
800 | Miscellaneous | Boiler | Boiler Piping System | Main Steam | 530 | Other main steam system problems
810 | Multi-boiler/Multi-turbine | Boiler | Boiler Piping System | Main Steam | 530 | Other main steam system problems
830 | Geothermal | Boiler | Boiler Piping System | Main Steam | 530 | Other main steam system problems
850 | Combined Cycle Block | Heat Recovery Steam Generator (HRSG) | HRSG Boiler Piping System | HRSG Main Steam | 530 | Other main steam system problems
851 | CC GT units | Heat Recovery Steam Generator (HRSG) | HRSG Boiler Piping System | HRSG Main Steam | 530 | Other main steam system problems
852 | CC steam units | Heat Recovery Steam Generator (HRSG) | HRSG Boiler Piping System | HRSG Main Steam | 530 | Other main steam system problems
860 | Co-generator Block | Heat Recovery Steam Generator (HRSG) | HRSG Boiler Piping System | HRSG Main Steam | 530 | Other main steam system problems
861 | CoG GT units | Heat Recovery Steam Generator (HRSG) | HRSG Boiler Piping System | HRSG Main Steam | 530 | Other main steam system problems
862 | CoG steam units | Heat Recovery Steam Generator (HRSG) | HRSG Boiler Piping System | HRSG Main Steam | 530 | Other main steam system problems
100 | Fossil-Steam | Boiler | Boiler Piping System | Cold and Hot Reheat Steam | 540 | Hot reheat steam piping up to turbine stop valves
650 | Fluidized Bed | Boiler | Boiler Piping System | Cold and Hot Reheat Steam | 540 | Hot reheat steam piping up to turbine stop valves
800 | Miscellaneous | Boiler | Boiler Piping System | Cold and Hot Reheat Steam | 540 | Hot reheat steam piping up to turbine stop valves
810 | Multi-boiler/Multi-turbine | Boiler | Boiler Piping System | Cold and Hot Reheat Steam | 540 | Hot reheat steam piping up to turbine stop valves
850 | Combined Cycle Block | Heat Recovery Steam Generator (HRSG) | HRSG Boiler Piping System | HRSG Cold and Hot Reheat Steam | 540 | Hot reheat steam piping up to turbine stop valves
851 | CC GT units | Heat Recovery Steam Generator (HRSG) | HRSG Boiler Piping System | HRSG Cold and Hot Reheat Steam | 540 | Hot reheat steam piping up to turbine stop valves
852 | CC steam units | Heat Recovery Steam Generator (HRSG) | HRSG Boiler Piping System | HRSG Cold and Hot Reheat Steam | 540 | Hot reheat steam piping up to turbine stop valves
860 | Co-generator Block | Heat Recovery Steam Generator (HRSG) | HRSG Boiler Piping System | HRSG Cold and Hot Reheat Steam | 540 | Hot reheat steam piping up to turbine stop valves
861 | CoG GT units | Heat Recovery Steam Generator (HRSG) | HRSG Boiler Piping System | HRSG Cold and Hot Reheat Steam | 540 | Hot reheat steam piping up to turbine stop valves
862 | CoG steam units | Heat Recovery Steam Generator (HRSG) | HRSG Boiler Piping System | HRSG Cold and Hot Reheat Steam | 540 | Hot reheat steam piping up to turbine stop valves
100 | Fossil-Steam | Boiler | Boiler Piping System | Cold and Hot Reheat Steam | 541 | Cold reheat steam piping up to boiler
650 | Fluidized Bed | Boiler | Boiler Piping System | Cold and Hot Reheat Steam | 541 | Cold reheat steam piping up to boiler
800 | Miscellaneous | Boiler | Boiler Piping System | Cold and Hot Reheat Steam | 541 | Cold reheat steam piping up to boiler
810 | Multi-boiler/Multi-turbine | Boiler | Boiler Piping System | Cold and Hot Reheat Steam | 541 | Cold reheat steam piping up to boiler
850 | Combined Cycle Block | Heat Recovery Steam Generator (HRSG) | HRSG Boiler Piping System | HRSG Cold and Hot Reheat Steam | 541 | Cold reheat steam piping up to boiler
851 | CC GT units | Heat Recovery Steam Generator (HRSG) | HRSG Boiler Piping System | HRSG Cold and Hot Reheat Steam | 541 | Cold reheat steam piping up to boiler
852 | CC steam units | Heat Recovery Steam Generator (HRSG) | HRSG Boiler Piping System | HRSG Cold and Hot Reheat Steam | 541 | Cold reheat steam piping up to boiler
860 | Co-generator Block | Heat Recovery Steam Generator (HRSG) | HRSG Boiler Piping System | HRSG Cold and Hot Reheat Steam | 541 | Cold reheat steam piping up to boiler
861 | CoG GT units | Heat Recovery Steam Generator (HRSG) | HRSG Boiler Piping System | HRSG Cold and Hot Reheat Steam | 541 | Cold reheat steam piping up to boiler
862 | CoG steam units | Heat Recovery Steam Generator (HRSG) | HRSG Boiler Piping System | HRSG Cold and Hot Reheat Steam | 541 | Cold reheat steam piping up to boiler
100 | Fossil-Steam | Boiler | Boiler Piping System | Cold and Hot Reheat Steam | 550 | Reheat steam relief/safety valves
650 | Fluidized Bed | Boiler | Boiler Piping System | Cold and Hot Reheat Steam | 550 | Reheat steam relief/safety valves
800 | Miscellaneous | Boiler | Boiler Piping System | Cold and Hot Reheat Steam | 550 | Reheat steam relief/safety valves
810 | Multi-boiler/Multi-turbine | Boiler | Boiler Piping System | Cold and Hot Reheat Steam | 550 | Reheat steam relief/safety valves
850 | Combined Cycle Block | Heat Recovery Steam Generator (HRSG) | HRSG Boiler Piping System | HRSG Cold and Hot Reheat Steam | 550 | Reheat steam relief/safety valves
851 | CC GT units | Heat Recovery Steam Generator (HRSG) | HRSG Boiler Piping System | HRSG Cold and Hot Reheat Steam | 550 | Reheat steam relief/safety valves
852 | CC steam units | Heat Recovery Steam Generator (HRSG) | HRSG Boiler Piping System | HRSG Cold and Hot Reheat Steam | 550 | Reheat steam relief/safety valves
860 | Co-generator Block | Heat Recovery Steam Generator (HRSG) | HRSG Boiler Piping System | HRSG Cold and Hot Reheat Steam | 550 | Reheat steam relief/safety valves
861 | CoG GT units | Heat Recovery Steam Generator (HRSG) | HRSG Boiler Piping System | HRSG Cold and Hot Reheat Steam | 550 | Reheat steam relief/safety valves
862 | CoG steam units | Heat Recovery Steam Generator (HRSG) | HRSG Boiler Piping System | HRSG Cold and Hot Reheat Steam | 550 | Reheat steam relief/safety valves
100 | Fossil-Steam | Boiler | Boiler Piping System | Cold and Hot Reheat Steam | 560 | Other hot reheat steam valves (not including turbine stop or intercept valves)
650 | Fluidized Bed | Boiler | Boiler Piping System | Cold and Hot Reheat Steam | 560 | Other hot reheat steam valves (not including turbine stop or intercept valves)
800 | Miscellaneous | Boiler | Boiler Piping System | Cold and Hot Reheat Steam | 560 | Other hot reheat steam valves (not including turbine stop or intercept valves)
810 | Multi-boiler/Multi-turbine | Boiler | Boiler Piping System | Cold and Hot Reheat Steam | 560 | Other hot reheat steam valves (not including turbine stop or intercept valves)
850 | Combined Cycle Block | Heat Recovery Steam Generator (HRSG) | HRSG Boiler Piping System | HRSG Cold and Hot Reheat Steam | 560 | Other hot reheat steam valves (not including turbine stop or intercept valves)
851 | CC GT units | Heat Recovery Steam Generator (HRSG) | HRSG Boiler Piping System | HRSG Cold and Hot Reheat Steam | 560 | Other hot reheat steam valves (not including turbine stop or intercept valves)
852 | CC steam units | Heat Recovery Steam Generator (HRSG) | HRSG Boiler Piping System | HRSG Cold and Hot Reheat Steam | 560 | Other hot reheat steam valves (not including turbine stop or intercept valves)
860 | Co-generator Block | Heat Recovery Steam Generator (HRSG) | HRSG Boiler Piping System | HRSG Cold and Hot Reheat Steam | 560 | Other hot reheat steam valves (not including turbine stop or intercept valves)
861 | CoG GT units | Heat Recovery Steam Generator (HRSG) | HRSG Boiler Piping System | HRSG Cold and Hot Reheat Steam | 560 | Other hot reheat steam valves (not including turbine stop or intercept valves)
862 | CoG steam units | Heat Recovery Steam Generator (HRSG) | HRSG Boiler Piping System | HRSG Cold and Hot Reheat Steam | 560 | Other hot reheat steam valves (not including turbine stop or intercept valves)
100 | Fossil-Steam | Boiler | Boiler Piping System | Cold and Hot Reheat Steam | 561 | Other cold reheat steam valves (not including turbine stop or intercept valves)
650 | Fluidized Bed | Boiler | Boiler Piping System | Cold and Hot Reheat Steam | 561 | Other cold reheat steam valves (not including turbine stop or intercept valves)
800 | Miscellaneous | Boiler | Boiler Piping System | Cold and Hot Reheat Steam | 561 | Other cold reheat steam valves (not including turbine stop or intercept valves)
810 | Multi-boiler/Multi-turbine | Boiler | Boiler Piping System | Cold and Hot Reheat Steam | 561 | Other cold reheat steam valves (not including turbine stop or intercept valves)
850 | Combined Cycle Block | Heat Recovery Steam Generator (HRSG) | HRSG Boiler Piping System | HRSG Cold and Hot Reheat Steam | 561 | Other cold reheat steam valves (not including turbine stop or intercept valves)
851 | CC GT units | Heat Recovery Steam Generator (HRSG) | HRSG Boiler Piping System | HRSG Cold and Hot Reheat Steam | 561 | Other cold reheat steam valves (not including turbine stop or intercept valves)
852 | CC steam units | Heat Recovery Steam Generator (HRSG) | HRSG Boiler Piping System | HRSG Cold and Hot Reheat Steam | 561 | Other cold reheat steam valves (not including turbine stop or intercept valves)
860 | Co-generator Block | Heat Recovery Steam Generator (HRSG) | HRSG Boiler Piping System | HRSG Cold and Hot Reheat Steam | 561 | Other cold reheat steam valves (not including turbine stop or intercept valves)
861 | CoG GT units | Heat Recovery Steam Generator (HRSG) | HRSG Boiler Piping System | HRSG Cold and Hot Reheat Steam | 561 | Other cold reheat steam valves (not including turbine stop or intercept valves)
862 | CoG steam units | Heat Recovery Steam Generator (HRSG) | HRSG Boiler Piping System | HRSG Cold and Hot Reheat Steam | 561 | Other cold reheat steam valves (not including turbine stop or intercept valves)
100 | Fossil-Steam | Boiler | Boiler Piping System | Cold and Hot Reheat Steam | 570 | Other reheat steam problems
650 | Fluidized Bed | Boiler | Boiler Piping System | Cold and Hot Reheat Steam | 570 | Other reheat steam problems
800 | Miscellaneous | Boiler | Boiler Piping System | Cold and Hot Reheat Steam | 570 | Other reheat steam problems
810 | Multi-boiler/Multi-turbine | Boiler | Boiler Piping System | Cold and Hot Reheat Steam | 570 | Other reheat steam problems
850 | Combined Cycle Block | Heat Recovery Steam Generator (HRSG) | HRSG Boiler Piping System | HRSG Cold and Hot Reheat Steam | 570 | Other reheat steam problems
851 | CC GT units | Heat Recovery Steam Generator (HRSG) | HRSG Boiler Piping System | HRSG Cold and Hot Reheat Steam | 570 | Other reheat steam problems
852 | CC steam units | Heat Recovery Steam Generator (HRSG) | HRSG Boiler Piping System | HRSG Cold and Hot Reheat Steam | 570 | Other reheat steam problems
860 | Co-generator Block | Heat Recovery Steam Generator (HRSG) | HRSG Boiler Piping System | HRSG Cold and Hot Reheat Steam | 570 | Other reheat steam problems
861 | CoG GT units | Heat Recovery Steam Generator (HRSG) | HRSG Boiler Piping System | HRSG Cold and Hot Reheat Steam | 570 | Other reheat steam problems
862 | CoG steam units | Heat Recovery Steam Generator (HRSG) | HRSG Boiler Piping System | HRSG Cold and Hot Reheat Steam | 570 | Other reheat steam problems
100 | Fossil-Steam | Boiler | Boiler Piping System | Desuperheaters/Attemperators | 580 | Desuperheater/attemperator piping
650 | Fluidized Bed | Boiler | Boiler Piping System | Desuperheaters/Attemperators | 580 | Desuperheater/attemperator piping
800 | Miscellaneous | Boiler | Boiler Piping System | Desuperheaters/Attemperators | 580 | Desuperheater/attemperator piping
810 | Multi-boiler/Multi-turbine | Boiler | Boiler Piping System | Desuperheaters/Attemperators | 580 | Desuperheater/attemperator piping
830 | Geothermal | Boiler | Boiler Piping System | Desuperheaters/Attemperators | 580 | Desuperheater/attemperator piping
100 | Fossil-Steam | Boiler | Boiler Piping System | Desuperheaters/Attemperators | 590 | Desuperheater/attemperator valves
650 | Fluidized Bed | Boiler | Boiler Piping System | Desuperheaters/Attemperators | 590 | Desuperheater/attemperator valves
800 | Miscellaneous | Boiler | Boiler Piping System | Desuperheaters/Attemperators | 590 | Desuperheater/attemperator valves
810 | Multi-boiler/Multi-turbine | Boiler | Boiler Piping System | Desuperheaters/Attemperators | 590 | Desuperheater/attemperator valves
830 | Geothermal | Boiler | Boiler Piping System | Desuperheaters/Attemperators | 590 | Desuperheater/attemperator valves
100 | Fossil-Steam | Boiler | Boiler Piping System | Desuperheaters/Attemperators | 600 | Desuperheater/attemperator spray nozzles
650 | Fluidized Bed | Boiler | Boiler Piping System | Desuperheaters/Attemperators | 600 | Desuperheater/attemperator spray nozzles
800 | Miscellaneous | Boiler | Boiler Piping System | Desuperheaters/Attemperators | 600 | Desuperheater/attemperator spray nozzles
810 | Multi-boiler/Multi-turbine | Boiler | Boiler Piping System | Desuperheaters/Attemperators | 600 | Desuperheater/attemperator spray nozzles
830 | Geothermal | Boiler | Boiler Piping System | Desuperheaters/Attemperators | 600 | Desuperheater/attemperator spray nozzles
100 | Fossil-Steam | Boiler | Boiler Piping System | Desuperheaters/Attemperators | 610 | Desuperheater/attemperator drums
650 | Fluidized Bed | Boiler | Boiler Piping System | Desuperheaters/Attemperators | 610 | Desuperheater/attemperator drums
800 | Miscellaneous | Boiler | Boiler Piping System | Desuperheaters/Attemperators | 610 | Desuperheater/attemperator drums
810 | Multi-boiler/Multi-turbine | Boiler | Boiler Piping System | Desuperheaters/Attemperators | 610 | Desuperheater/attemperator drums
830 | Geothermal | Boiler | Boiler Piping System | Desuperheaters/Attemperators | 610 | Desuperheater/attemperator drums
100 | Fossil-Steam | Boiler | Boiler Piping System | Desuperheaters/Attemperators | 620 | Other desuperheater/attemperator problems
650 | Fluidized Bed | Boiler | Boiler Piping System | Desuperheaters/Attemperators | 620 | Other desuperheater/attemperator problems
800 | Miscellaneous | Boiler | Boiler Piping System | Desuperheaters/Attemperators | 620 | Other desuperheater/attemperator problems
810 | Multi-boiler/Multi-turbine | Boiler | Boiler Piping System | Desuperheaters/Attemperators | 620 | Other desuperheater/attemperator problems
830 | Geothermal | Boiler | Boiler Piping System | Desuperheaters/Attemperators | 620 | Other desuperheater/attemperator problems
100 | Fossil-Steam | Boiler | Boiler Piping System | Startup Bypass | 630 | Startup bypass system piping (including drain lines up to heaters or condenser)
650 | Fluidized Bed | Boiler | Boiler Piping System | Startup Bypass | 630 | Startup bypass system piping (including drain lines up to heaters or condenser)
800 | Miscellaneous | Boiler | Boiler Piping System | Startup Bypass | 630 | Startup bypass system piping (including drain lines up to heaters or condenser)
810 | Multi-boiler/Multi-turbine | Boiler | Boiler Piping System | Startup Bypass | 630 | Startup bypass system piping (including drain lines up to heaters or condenser)
100 | Fossil-Steam | Boiler | Boiler Piping System | Startup Bypass | 640 | Startup bypass system valves
650 | Fluidized Bed | Boiler | Boiler Piping System | Startup Bypass | 640 | Startup bypass system valves
800 | Miscellaneous | Boiler | Boiler Piping System | Startup Bypass | 640 | Startup bypass system valves
810 | Multi-boiler/Multi-turbine | Boiler | Boiler Piping System | Startup Bypass | 640 | Startup bypass system valves
100 | Fossil-Steam | Boiler | Boiler Piping System | Startup Bypass | 650 | Startup bypass tanks or flash tanks
650 | Fluidized Bed | Boiler | Boiler Piping System | Startup Bypass | 650 | Startup bypass tanks or flash tanks
800 | Miscellaneous | Boiler | Boiler Piping System | Startup Bypass | 650 | Startup bypass tanks or flash tanks
810 | Multi-boiler/Multi-turbine | Boiler | Boiler Piping System | Startup Bypass | 650 | Startup bypass tanks or flash tanks
100 | Fossil-Steam | Boiler | Boiler Piping System | Startup Bypass | 655 | Steam by-pass system instrumentation and controls
650 | Fluidized Bed | Boiler | Boiler Piping System | Startup Bypass | 655 | Steam by-pass system instrumentation and controls
800 | Miscellaneous | Boiler | Boiler Piping System | Startup Bypass | 655 | Steam by-pass system instrumentation and controls
810 | Multi-boiler/Multi-turbine | Boiler | Boiler Piping System | Startup Bypass | 655 | Steam by-pass system instrumentation and controls
100 | Fossil-Steam | Boiler | Boiler Piping System | Startup Bypass | 660 | Other startup bypass system problems
650 | Fluidized Bed | Boiler | Boiler Piping System | Startup Bypass | 660 | Other startup bypass system problems
800 | Miscellaneous | Boiler | Boiler Piping System | Startup Bypass | 660 | Other startup bypass system problems
810 | Multi-boiler/Multi-turbine | Boiler | Boiler Piping System | Startup Bypass | 660 | Other startup bypass system problems
100 | Fossil-Steam | Boiler | Boiler Piping System | Feedwater and Blowdown | 670 | Feedwater piping downstream of feedwater regulating valve
650 | Fluidized Bed | Boiler | Boiler Piping System | Feedwater and Blowdown | 670 | Feedwater piping downstream of feedwater regulating valve
800 | Miscellaneous | Boiler | Boiler Piping System | Feedwater and Blowdown | 670 | Feedwater piping downstream of feedwater regulating valve
810 | Multi-boiler/Multi-turbine | Boiler | Boiler Piping System | Feedwater and Blowdown | 670 | Feedwater piping downstream of feedwater regulating valve
850 | Combined Cycle Block | Heat Recovery Steam Generator (HRSG) | HRSG Boiler Piping System | Feedwater and Blowdown | 670 | Feedwater piping downstream of feedwater regulating valve
851 | CC GT units | Heat Recovery Steam Generator (HRSG) | HRSG Boiler Piping System | Feedwater and Blowdown | 670 | Feedwater piping downstream of feedwater regulating valve
852 | CC steam units | Heat Recovery Steam Generator (HRSG) | HRSG Boiler Piping System | Feedwater and Blowdown | 670 | Feedwater piping downstream of feedwater regulating valve
860 | Co-generator Block | Heat Recovery Steam Generator (HRSG) | HRSG Boiler Piping System | Feedwater and Blowdown | 670 | Feedwater piping downstream of feedwater regulating valve
861 | CoG GT units | Heat Recovery Steam Generator (HRSG) | HRSG Boiler Piping System | Feedwater and Blowdown | 670 | Feedwater piping downstream of feedwater regulating valve
862 | CoG steam units | Heat Recovery Steam Generator (HRSG) | HRSG Boiler Piping System | Feedwater and Blowdown | 670 | Feedwater piping downstream of feedwater regulating valve
100 | Fossil-Steam | Boiler | Boiler Piping System | Feedwater and Blowdown | 680 | Feedwater valves (not feedwater regulating valve)
650 | Fluidized Bed | Boiler | Boiler Piping System | Feedwater and Blowdown | 680 | Feedwater valves (not feedwater regulating valve)
800 | Miscellaneous | Boiler | Boiler Piping System | Feedwater and Blowdown | 680 | Feedwater valves (not feedwater regulating valve)
810 | Multi-boiler/Multi-turbine | Boiler | Boiler Piping System | Feedwater and Blowdown | 680 | Feedwater valves (not feedwater regulating valve)
850 | Combined Cycle Block | Heat Recovery Steam Generator (HRSG) | HRSG Boiler Piping System | Feedwater and Blowdown | 680 | Feedwater valves (not feedwater regulating valve)
851 | CC GT units | Heat Recovery Steam Generator (HRSG) | HRSG Boiler Piping System | Feedwater and Blowdown | 680 | Feedwater valves (not feedwater regulating valve)
852 | CC steam units | Heat Recovery Steam Generator (HRSG) | HRSG Boiler Piping System | Feedwater and Blowdown | 680 | Feedwater valves (not feedwater regulating valve)
860 | Co-generator Block | Heat Recovery Steam Generator (HRSG) | HRSG Boiler Piping System | Feedwater and Blowdown | 680 | Feedwater valves (not feedwater regulating valve)
861 | CoG GT units | Heat Recovery Steam Generator (HRSG) | HRSG Boiler Piping System | Feedwater and Blowdown | 680 | Feedwater valves (not feedwater regulating valve)
862 | CoG steam units | Heat Recovery Steam Generator (HRSG) | HRSG Boiler Piping System | Feedwater and Blowdown | 680 | Feedwater valves (not feedwater regulating valve)
100 | Fossil-Steam | Boiler | Boiler Piping System | Feedwater and Blowdown | 690 | Other feedwater problems downstream of feedwater regulating valve (use codes 3401 to 3499 for remainder of feedwater system)
650 | Fluidized Bed | Boiler | Boiler Piping System | Feedwater and Blowdown | 690 | Other feedwater problems downstream of feedwater regulating valve (use codes 3401 to 3499 for remainder of feedwater system)
800 | Miscellaneous | Boiler | Boiler Piping System | Feedwater and Blowdown | 690 | Other feedwater problems downstream of feedwater regulating valve (use codes 3401 to 3499 for remainder of feedwater system)
810 | Multi-boiler/Multi-turbine | Boiler | Boiler Piping System | Feedwater and Blowdown | 690 | Other feedwater problems downstream of feedwater regulating valve (use codes 3401 to 3499 for remainder of feedwater system)
850 | Combined Cycle Block | Heat Recovery Steam Generator (HRSG) | HRSG Boiler Piping System | Feedwater and Blowdown | 690 | Other feedwater problems downstream of feedwater regulating valve (use codes 3401 to 3499 for remainder of feedwater system)
851 | CC GT units | Heat Recovery Steam Generator (HRSG) | HRSG Boiler Piping System | Feedwater and Blowdown | 690 | Other feedwater problems downstream of feedwater regulating valve (use codes 3401 to 3499 for remainder of feedwater system)
852 | CC steam units | Heat Recovery Steam Generator (HRSG) | HRSG Boiler Piping System | Feedwater and Blowdown | 690 | Other feedwater problems downstream of feedwater regulating valve (use codes 3401 to 3499 for remainder of feedwater system)
860 | Co-generator Block | Heat Recovery Steam Generator (HRSG) | HRSG Boiler Piping System | Feedwater and Blowdown | 690 | Other feedwater problems downstream of feedwater regulating valve (use codes 3401 to 3499 for remainder of feedwater system)
861 | CoG GT units | Heat Recovery Steam Generator (HRSG) | HRSG Boiler Piping System | Feedwater and Blowdown | 690 | Other feedwater problems downstream of feedwater regulating valve (use codes 3401 to 3499 for remainder of feedwater system)
862 | CoG steam units | Heat Recovery Steam Generator (HRSG) | HRSG Boiler Piping System | Feedwater and Blowdown | 690 | Other feedwater problems downstream of feedwater regulating valve (use codes 3401 to 3499 for remainder of feedwater system)
100 | Fossil-Steam | Boiler | Boiler Piping System | Feedwater and Blowdown | 700 | Blowdown system valves
650 | Fluidized Bed | Boiler | Boiler Piping System | Feedwater and Blowdown | 700 | Blowdown system valves
800 | Miscellaneous | Boiler | Boiler Piping System | Feedwater and Blowdown | 700 | Blowdown system valves
810 | Multi-boiler/Multi-turbine | Boiler | Boiler Piping System | Feedwater and Blowdown | 700 | Blowdown system valves
850 | Combined Cycle Block | Heat Recovery Steam Generator (HRSG) | HRSG Boiler Piping System | Feedwater and Blowdown | 700 | Blowdown system valves
851 | CC GT units | Heat Recovery Steam Generator (HRSG) | HRSG Boiler Piping System | Feedwater and Blowdown | 700 | Blowdown system valves
852 | CC steam units | Heat Recovery Steam Generator (HRSG) | HRSG Boiler Piping System | Feedwater and Blowdown | 700 | Blowdown system valves
860 | Co-generator Block | Heat Recovery Steam Generator (HRSG) | HRSG Boiler Piping System | Feedwater and Blowdown | 700 | Blowdown system valves
861 | CoG GT units | Heat Recovery Steam Generator (HRSG) | HRSG Boiler Piping System | Feedwater and Blowdown | 700 | Blowdown system valves
862 | CoG steam units | Heat Recovery Steam Generator (HRSG) | HRSG Boiler Piping System | Feedwater and Blowdown | 700 | Blowdown system valves
100 | Fossil-Steam | Boiler | Boiler Piping System | Feedwater and Blowdown | 710 | Blowdown system piping
650 | Fluidized Bed | Boiler | Boiler Piping System | Feedwater and Blowdown | 710 | Blowdown system piping
800 | Miscellaneous | Boiler | Boiler Piping System | Feedwater and Blowdown | 710 | Blowdown system piping
810 | Multi-boiler/Multi-turbine | Boiler | Boiler Piping System | Feedwater and Blowdown | 710 | Blowdown system piping
850 | Combined Cycle Block | Heat Recovery Steam Generator (HRSG) | HRSG Boiler Piping System | Feedwater and Blowdown | 710 | Blowdown system piping
851 | CC GT units | Heat Recovery Steam Generator (HRSG) | HRSG Boiler Piping System | Feedwater and Blowdown | 710 | Blowdown system piping
852 | CC steam units | Heat Recovery Steam Generator (HRSG) | HRSG Boiler Piping System | Feedwater and Blowdown | 710 | Blowdown system piping
860 | Co-generator Block | Heat Recovery Steam Generator (HRSG) | HRSG Boiler Piping System | Feedwater and Blowdown | 710 | Blowdown system piping
861 | CoG GT units | Heat Recovery Steam Generator (HRSG) | HRSG Boiler Piping System | Feedwater and Blowdown | 710 | Blowdown system piping
862 | CoG steam units | Heat Recovery Steam Generator (HRSG) | HRSG Boiler Piping System | Feedwater and Blowdown | 710 | Blowdown system piping
100 | Fossil-Steam | Boiler | Boiler Piping System | Feedwater and Blowdown | 720 | Blowdown system controls / instrumentation
650 | Fluidized Bed | Boiler | Boiler Piping System | Feedwater and Blowdown | 720 | Blowdown system controls / instrumentation
800 | Miscellaneous | Boiler | Boiler Piping System | Feedwater and Blowdown | 720 | Blowdown system controls / instrumentation
810 | Multi-boiler/Multi-turbine | Boiler | Boiler Piping System | Feedwater and Blowdown | 720 | Blowdown system controls / instrumentation
850 | Combined Cycle Block | Heat Recovery Steam Generator (HRSG) | HRSG Boiler Piping System | Feedwater and Blowdown | 720 | Blowdown system controls / instrumentation
851 | CC GT units | Heat Recovery Steam Generator (HRSG) | HRSG Boiler Piping System | Feedwater and Blowdown | 720 | Blowdown system controls / instrumentation
852 | CC steam units | Heat Recovery Steam Generator (HRSG) | HRSG Boiler Piping System | Feedwater and Blowdown | 720 | Blowdown system controls / instrumentation
860 | Co-generator Block | Heat Recovery Steam Generator (HRSG) | HRSG Boiler Piping System | Feedwater and Blowdown | 720 | Blowdown system controls / instrumentation
861 | CoG GT units | Heat Recovery Steam Generator (HRSG) | HRSG Boiler Piping System | Feedwater and Blowdown | 720 | Blowdown system controls / instrumentation
862 | CoG steam units | Heat Recovery Steam Generator (HRSG) | HRSG Boiler Piping System | Feedwater and Blowdown | 720 | Blowdown system controls / instrumentation
100 | Fossil-Steam | Boiler | Boiler Piping System | Feedwater and Blowdown | 730 | Other blowdown system problems
650 | Fluidized Bed | Boiler | Boiler Piping System | Feedwater and Blowdown | 730 | Other blowdown system problems
800 | Miscellaneous | Boiler | Boiler Piping System | Feedwater and Blowdown | 730 | Other blowdown system problems
810 | Multi-boiler/Multi-turbine | Boiler | Boiler Piping System | Feedwater and Blowdown | 730 | Other blowdown system problems
850 | Combined Cycle Block | Heat Recovery Steam Generator (HRSG) | HRSG Boiler Piping System | Feedwater and Blowdown | 730 | Other blowdown system problems
851 | CC GT units | Heat Recovery Steam Generator (HRSG) | HRSG Boiler Piping System | Feedwater and Blowdown | 730 | Other blowdown system problems
852 | CC steam units | Heat Recovery Steam Generator (HRSG) | HRSG Boiler Piping System | Feedwater and Blowdown | 730 | Other blowdown system problems
860 | Co-generator Block | Heat Recovery Steam Generator (HRSG) | HRSG Boiler Piping System | Feedwater and Blowdown | 730 | Other blowdown system problems
861 | CoG GT units | Heat Recovery Steam Generator (HRSG) | HRSG Boiler Piping System | Feedwater and Blowdown | 730 | Other blowdown system problems
862 | CoG steam units | Heat Recovery Steam Generator (HRSG) | HRSG Boiler Piping System | Feedwater and Blowdown | 730 | Other blowdown system problems
100 | Fossil-Steam | Boiler | Boiler Piping System | Boiler Recirculation | 740 | Boiler recirculation pumps
650 | Fluidized Bed | Boiler | Boiler Piping System | Boiler Recirculation | 740 | Boiler recirculation pumps
800 | Miscellaneous | Boiler | Boiler Piping System | Boiler Recirculation | 740 | Boiler recirculation pumps
810 | Multi-boiler/Multi-turbine | Boiler | Boiler Piping System | Boiler Recirculation | 740 | Boiler recirculation pumps
850 | Combined Cycle Block | Heat Recovery Steam Generator (HRSG) | HRSG Boiler Piping System | Boiler Recirculation | 740 | Boiler recirculation pumps
851 | CC GT units | Heat Recovery Steam Generator (HRSG) | HRSG Boiler Piping System | Boiler Recirculation | 740 | Boiler recirculation pumps
852 | CC steam units | Heat Recovery Steam Generator (HRSG) | HRSG Boiler Piping System | Boiler Recirculation | 740 | Boiler recirculation pumps
860 | Co-generator Block | Heat Recovery Steam Generator (HRSG) | HRSG Boiler Piping System | Boiler Recirculation | 740 | Boiler recirculation pumps
861 | CoG GT units | Heat Recovery Steam Generator (HRSG) | HRSG Boiler Piping System | Boiler Recirculation | 740 | Boiler recirculation pumps
862 | CoG steam units | Heat Recovery Steam Generator (HRSG) | HRSG Boiler Piping System | Boiler Recirculation | 740 | Boiler recirculation pumps
100 | Fossil-Steam | Boiler | Boiler Piping System | Boiler Recirculation | 741 | Boiler recirculation pumps - motors
650 | Fluidized Bed | Boiler | Boiler Piping System | Boiler Recirculation | 741 | Boiler recirculation pumps - motors
800 | Miscellaneous | Boiler | Boiler Piping System | Boiler Recirculation | 741 | Boiler recirculation pumps - motors
810 | Multi-boiler/Multi-turbine | Boiler | Boiler Piping System | Boiler Recirculation | 741 | Boiler recirculation pumps - motors
850 | Combined Cycle Block | Heat Recovery Steam Generator (HRSG) | HRSG Boiler Piping System | Boiler Recirculation | 741 | Boiler recirculation pumps - motors
851 | CC GT units | Heat Recovery Steam Generator (HRSG) | HRSG Boiler Piping System | Boiler Recirculation | 741 | Boiler recirculation pumps - motors
852 | CC steam units | Heat Recovery Steam Generator (HRSG) | HRSG Boiler Piping System | Boiler Recirculation | 741 | Boiler recirculation pumps - motors
860 | Co-generator Block | Heat Recovery Steam Generator (HRSG) | HRSG Boiler Piping System | Boiler Recirculation | 741 | Boiler recirculation pumps - motors
861 | CoG GT units | Heat Recovery Steam Generator (HRSG) | HRSG Boiler Piping System | Boiler Recirculation | 741 | Boiler recirculation pumps - motors
862 | CoG steam units | Heat Recovery Steam Generator (HRSG) | HRSG Boiler Piping System | Boiler Recirculation | 741 | Boiler recirculation pumps - motors
100 | Fossil-Steam | Boiler | Boiler Piping System | Boiler Recirculation | 742 | Boiler recirculation pumps - motors - cooling system
800 | Miscellaneous | Boiler | Boiler Piping System | Boiler Recirculation | 742 | Boiler recirculation pumps - motors - cooling system
810 | Multi-boiler/Multi-turbine | Boiler | Boiler Piping System | Boiler Recirculation | 742 | Boiler recirculation pumps - motors - cooling system
100 | Fossil-Steam | Boiler | Boiler Piping System | Boiler Recirculation | 750 | Boiler recirculation piping including downcomers
650 | Fluidized Bed | Boiler | Boiler Piping System | Boiler Recirculation | 750 | Boiler recirculation piping including downcomers
800 | Miscellaneous | Boiler | Boiler Piping System | Boiler Recirculation | 750 | Boiler recirculation piping including downcomers
810 | Multi-boiler/Multi-turbine | Boiler | Boiler Piping System | Boiler Recirculation | 750 | Boiler recirculation piping including downcomers
850 | Combined Cycle Block | Heat Recovery Steam Generator (HRSG) | HRSG Boiler Piping System | Boiler Recirculation | 750 | Boiler recirculation piping including downcomers
851 | CC GT units | Heat Recovery Steam Generator (HRSG) | HRSG Boiler Piping System | Boiler Recirculation | 750 | Boiler recirculation piping including downcomers
852 | CC steam units | Heat Recovery Steam Generator (HRSG) | HRSG Boiler Piping System | Boiler Recirculation | 750 | Boiler recirculation piping including downcomers
860 | Co-generator Block | Heat Recovery Steam Generator (HRSG) | HRSG Boiler Piping System | Boiler Recirculation | 750 | Boiler recirculation piping including downcomers
861 | CoG GT units | Heat Recovery Steam Generator (HRSG) | HRSG Boiler Piping System | Boiler Recirculation | 750 | Boiler recirculation piping including downcomers
862 | CoG steam units | Heat Recovery Steam Generator (HRSG) | HRSG Boiler Piping System | Boiler Recirculation | 750 | Boiler recirculation piping including downcomers
100 | Fossil-Steam | Boiler | Boiler Piping System | Boiler Recirculation | 760 | Boiler recirculation valves
650 | Fluidized Bed | Boiler | Boiler Piping System | Boiler Recirculation | 760 | Boiler recirculation valves
800 | Miscellaneous | Boiler | Boiler Piping System | Boiler Recirculation | 760 | Boiler recirculation valves
810 | Multi-boiler/Multi-turbine | Boiler | Boiler Piping System | Boiler Recirculation | 760 | Boiler recirculation valves
850 | Combined Cycle Block | Heat Recovery Steam Generator (HRSG) | HRSG Boiler Piping System | Boiler Recirculation | 760 | Boiler recirculation valves
851 | CC GT units | Heat Recovery Steam Generator (HRSG) | HRSG Boiler Piping System | Boiler Recirculation | 760 | Boiler recirculation valves
852 | CC steam units | Heat Recovery Steam Generator (HRSG) | HRSG Boiler Piping System | Boiler Recirculation | 760 | Boiler recirculation valves
860 | Co-generator Block | Heat Recovery Steam Generator (HRSG) | HRSG Boiler Piping System | Boiler Recirculation | 760 | Boiler recirculation valves
861 | CoG GT units | Heat Recovery Steam Generator (HRSG) | HRSG Boiler Piping System | Boiler Recirculation | 760 | Boiler recirculation valves
862 | CoG steam units | Heat Recovery Steam Generator (HRSG) | HRSG Boiler Piping System | Boiler Recirculation | 760 | Boiler recirculation valves
100 | Fossil-Steam | Boiler | Boiler Piping System | Boiler Recirculation | 770 | Other boiler recirculation problems
650 | Fluidized Bed | Boiler | Boiler Piping System | Boiler Recirculation | 770 | Other boiler recirculation problems
800 | Miscellaneous | Boiler | Boiler Piping System | Boiler Recirculation | 770 | Other boiler recirculation problems
810 | Multi-boiler/Multi-turbine | Boiler | Boiler Piping System | Boiler Recirculation | 770 | Other boiler recirculation problems
850 | Combined Cycle Block | Heat Recovery Steam Generator (HRSG) | HRSG Boiler Piping System | Boiler Recirculation | 770 | Other boiler recirculation problems
851 | CC GT units | Heat Recovery Steam Generator (HRSG) | HRSG Boiler Piping System | Boiler Recirculation | 770 | Other boiler recirculation problems
852 | CC steam units | Heat Recovery Steam Generator (HRSG) | HRSG Boiler Piping System | Boiler Recirculation | 770 | Other boiler recirculation problems
860 | Co-generator Block | Heat Recovery Steam Generator (HRSG) | HRSG Boiler Piping System | Boiler Recirculation | 770 | Other boiler recirculation problems
861 | CoG GT units | Heat Recovery Steam Generator (HRSG) | HRSG Boiler Piping System | Boiler Recirculation | 770 | Other boiler recirculation problems
862 | CoG steam units | Heat Recovery Steam Generator (HRSG) | HRSG Boiler Piping System | Boiler Recirculation | 770 | Other boiler recirculation problems
100 | Fossil-Steam | Boiler | Boiler Piping System | Miscellaneous (Piping) | 775 | Economizer piping
650 | Fluidized Bed | Boiler | Boiler Piping System | Miscellaneous (Piping) | 775 | Economizer piping
800 | Miscellaneous | Boiler | Boiler Piping System | Miscellaneous (Piping) | 775 | Economizer piping
810 | Multi-boiler/Multi-turbine | Boiler | Boiler Piping System | Miscellaneous (Piping) | 775 | Economizer piping
850 | Combined Cycle Block | Heat Recovery Steam Generator (HRSG) | HRSG Boiler Piping System | Miscellaneous (Piping) | 775 | Economizer piping
851 | CC GT units | Heat Recovery Steam Generator (HRSG) | HRSG Boiler Piping System | Miscellaneous (Piping) | 775 | Economizer piping
852 | CC steam units | Heat Recovery Steam Generator (HRSG) | HRSG Boiler Piping System | Miscellaneous (Piping) | 775 | Economizer piping
860 | Co-generator Block | Heat Recovery Steam Generator (HRSG) | HRSG Boiler Piping System | Miscellaneous (Piping) | 775 | Economizer piping
861 | CoG GT units | Heat Recovery Steam Generator (HRSG) | HRSG Boiler Piping System | Miscellaneous (Piping) | 775 | Economizer piping
862 | CoG steam units | Heat Recovery Steam Generator (HRSG) | HRSG Boiler Piping System | Miscellaneous (Piping) | 775 | Economizer piping
100 | Fossil-Steam | Boiler | Boiler Piping System | Miscellaneous (Piping) | 780 | Headers between tube bundles
650 | Fluidized Bed | Boiler | Boiler Piping System | Miscellaneous (Piping) | 780 | Headers between tube bundles
800 | Miscellaneous | Boiler | Boiler Piping System | Miscellaneous (Piping) | 780 | Headers between tube bundles
810 | Multi-boiler/Multi-turbine | Boiler | Boiler Piping System | Miscellaneous (Piping) | 780 | Headers between tube bundles
850 | Combined Cycle Block | Heat Recovery Steam Generator (HRSG) | HRSG Boiler Piping System | Miscellaneous (Piping) | 780 | Headers between tube bundles
851 | CC GT units | Heat Recovery Steam Generator (HRSG) | HRSG Boiler Piping System | Miscellaneous (Piping) | 780 | Headers between tube bundles
852 | CC steam units | Heat Recovery Steam Generator (HRSG) | HRSG Boiler Piping System | Miscellaneous (Piping) | 780 | Headers between tube bundles
860 | Co-generator Block | Heat Recovery Steam Generator (HRSG) | HRSG Boiler Piping System | Miscellaneous (Piping) | 780 | Headers between tube bundles
861 | CoG GT units | Heat Recovery Steam Generator (HRSG) | HRSG Boiler Piping System | Miscellaneous (Piping) | 780 | Headers between tube bundles
862 | CoG steam units | Heat Recovery Steam Generator (HRSG) | HRSG Boiler Piping System | Miscellaneous (Piping) | 780 | Headers between tube bundles
100 | Fossil-Steam | Boiler | Boiler Piping System | Miscellaneous (Piping) | 782 | Headers and caps
650 | Fluidized Bed | Boiler | Boiler Piping System | Miscellaneous (Piping) | 782 | Headers and caps
800 | Miscellaneous | Boiler | Boiler Piping System | Miscellaneous (Piping) | 782 | Headers and caps
810 | Multi-boiler/Multi-turbine | Boiler | Boiler Piping System | Miscellaneous (Piping) | 782 | Headers and caps
850 | Combined Cycle Block | Heat Recovery Steam Generator (HRSG) | HRSG Boiler Piping System | Miscellaneous (Piping) | 782 | Headers and caps
851 | CC GT units | Heat Recovery Steam Generator (HRSG) | HRSG Boiler Piping System | Miscellaneous (Piping) | 782 | Headers and caps
852 | CC steam units | Heat Recovery Steam Generator (HRSG) | HRSG Boiler Piping System | Miscellaneous (Piping) | 782 | Headers and caps
860 | Co-generator Block | Heat Recovery Steam Generator (HRSG) | HRSG Boiler Piping System | Miscellaneous (Piping) | 782 | Headers and caps
861 | CoG GT units | Heat Recovery Steam Generator (HRSG) | HRSG Boiler Piping System | Miscellaneous (Piping) | 782 | Headers and caps
862 | CoG steam units | Heat Recovery Steam Generator (HRSG) | HRSG Boiler Piping System | Miscellaneous (Piping) | 782 | Headers and caps
100 | Fossil-Steam | Boiler | Boiler Piping System | Miscellaneous (Piping) | 790 | Pipe hangers, brackets, supports (general)
650 | Fluidized Bed | Boiler | Boiler Piping System | Miscellaneous (Piping) | 790 | Pipe hangers, brackets, supports (general)
800 | Miscellaneous | Boiler | Boiler Piping System | Miscellaneous (Piping) | 790 | Pipe hangers, brackets, supports (general)
810 | Multi-boiler/Multi-turbine | Boiler | Boiler Piping System | Miscellaneous (Piping) | 790 | Pipe hangers, brackets, supports (general)
850 | Combined Cycle Block | Heat Recovery Steam Generator (HRSG) | HRSG Boiler Piping System | Miscellaneous (Piping) | 790 | Pipe hangers, brackets, supports (general)
851 | CC GT units | Heat Recovery Steam Generator (HRSG) | HRSG Boiler Piping System | Miscellaneous (Piping) | 790 | Pipe hangers, brackets, supports (general)
852 | CC steam units | Heat Recovery Steam Generator (HRSG) | HRSG Boiler Piping System | Miscellaneous (Piping) | 790 | Pipe hangers, brackets, supports (general)
860 | Co-generator Block | Heat Recovery Steam Generator (HRSG) | HRSG Boiler Piping System | Miscellaneous (Piping) | 790 | Pipe hangers, brackets, supports (general)
861 | CoG GT units | Heat Recovery Steam Generator (HRSG) | HRSG Boiler Piping System | Miscellaneous (Piping) | 790 | Pipe hangers, brackets, supports (general)
862 | CoG steam units | Heat Recovery Steam Generator (HRSG) | HRSG Boiler Piping System | Miscellaneous (Piping) | 790 | Pipe hangers, brackets, supports (general)
100 | Fossil-Steam | Boiler | Boiler Piping System | Miscellaneous (Piping) | 799 | Other miscellaneous piping system problems
650 | Fluidized Bed | Boiler | Boiler Piping System | Miscellaneous (Piping) | 799 | Other miscellaneous piping system problems
800 | Miscellaneous | Boiler | Boiler Piping System | Miscellaneous (Piping) | 799 | Other miscellaneous piping system problems
810 | Multi-boiler/Multi-turbine | Boiler | Boiler Piping System | Miscellaneous (Piping) | 799 | Other miscellaneous piping system problems
850 | Combined Cycle Block | Heat Recovery Steam Generator (HRSG) | HRSG Boiler Piping System | Miscellaneous (Piping) | 799 | Other miscellaneous piping system problems
851 | CC GT units | Heat Recovery Steam Generator (HRSG) | HRSG Boiler Piping System | Miscellaneous (Piping) | 799 | Other miscellaneous piping system problems
852 | CC steam units | Heat Recovery Steam Generator (HRSG) | HRSG Boiler Piping System | Miscellaneous (Piping) | 799 | Other miscellaneous piping system problems
860 | Co-generator Block | Heat Recovery Steam Generator (HRSG) | HRSG Boiler Piping System | Miscellaneous (Piping) | 799 | Other miscellaneous piping system problems
861 | CoG GT units | Heat Recovery Steam Generator (HRSG) | HRSG Boiler Piping System | Miscellaneous (Piping) | 799 | Other miscellaneous piping system problems
862 | CoG steam units | Heat Recovery Steam Generator (HRSG) | HRSG Boiler Piping System | Miscellaneous (Piping) | 799 | Other miscellaneous piping system problems
100 | Fossil-Steam | Boiler | Boiler Internals and Structures |  | 800 | Drums and drum internals (single drum only)
650 | Fluidized Bed | Boiler | Boiler Internals and Structures |  | 800 | Drums and drum internals (single drum only)
800 | Miscellaneous | Boiler | Boiler Internals and Structures |  | 800 | Drums and drum internals (single drum only)
810 | Multi-boiler/Multi-turbine | Boiler | Boiler Internals and Structures |  | 800 | Drums and drum internals (single drum only)
850 | Combined Cycle Block | Heat Recovery Steam Generator (HRSG) | HRSG Boiler Internals and Structures |  | 800 | Drums and drum internals (single drum only)
851 | CC GT units | Heat Recovery Steam Generator (HRSG) | HRSG Boiler Internals and Structures |  | 800 | Drums and drum internals (single drum only)
852 | CC steam units | Heat Recovery Steam Generator (HRSG) | HRSG Boiler Internals and Structures |  | 800 | Drums and drum internals (single drum only)
860 | Co-generator Block | Heat Recovery Steam Generator (HRSG) | HRSG Boiler Internals and Structures |  | 800 | Drums and drum internals (single drum only)
861 | CoG GT units | Heat Recovery Steam Generator (HRSG) | HRSG Boiler Internals and Structures |  | 800 | Drums and drum internals (single drum only)
862 | CoG steam units | Heat Recovery Steam Generator (HRSG) | HRSG Boiler Internals and Structures |  | 800 | Drums and drum internals (single drum only)
800 | Miscellaneous | Heat Recovery Steam Generator (HRSG) | HRSG Boiler Internals and Structures |  | 801 | HP Drum (including drum level trips not attributable to other causes)
850 | Combined Cycle Block | Heat Recovery Steam Generator (HRSG) | HRSG Boiler Internals and Structures |  | 801 | HP Drum (including drum level trips not attributable to other causes)
851 | CC GT units | Heat Recovery Steam Generator (HRSG) | HRSG Boiler Internals and Structures |  | 801 | HP Drum (including drum level trips not attributable to other causes)
852 | CC steam units | Heat Recovery Steam Generator (HRSG) | HRSG Boiler Internals and Structures |  | 801 | HP Drum (including drum level trips not attributable to other causes)
860 | Co-generator Block | Heat Recovery Steam Generator (HRSG) | HRSG Boiler Internals and Structures |  | 801 | HP Drum (including drum level trips not attributable to other causes)
861 | CoG GT units | Heat Recovery Steam Generator (HRSG) | HRSG Boiler Internals and Structures |  | 801 | HP Drum (including drum level trips not attributable to other causes)
862 | CoG steam units | Heat Recovery Steam Generator (HRSG) | HRSG Boiler Internals and Structures |  | 801 | HP Drum (including drum level trips not attributable to other causes)
800 | Miscellaneous | Heat Recovery Steam Generator (HRSG) | HRSG Boiler Internals and Structures |  | 802 | IP Drum (including drum level trips not attributable to other causes)
850 | Combined Cycle Block | Heat Recovery Steam Generator (HRSG) | HRSG Boiler Internals and Structures |  | 802 | IP Drum (including drum level trips not attributable to other causes)
851 | CC GT units | Heat Recovery Steam Generator (HRSG) | HRSG Boiler Internals and Structures |  | 802 | IP Drum (including drum level trips not attributable to other causes)
852 | CC steam units | Heat Recovery Steam Generator (HRSG) | HRSG Boiler Internals and Structures |  | 802 | IP Drum (including drum level trips not attributable to other causes)
860 | Co-generator Block | Heat Recovery Steam Generator (HRSG) | HRSG Boiler Internals and Structures |  | 802 | IP Drum (including drum level trips not attributable to other causes)
861 | CoG GT units | Heat Recovery Steam Generator (HRSG) | HRSG Boiler Internals and Structures |  | 802 | IP Drum (including drum level trips not attributable to other causes)
862 | CoG steam units | Heat Recovery Steam Generator (HRSG) | HRSG Boiler Internals and Structures |  | 802 | IP Drum (including drum level trips not attributable to other causes)
800 | Miscellaneous | Heat Recovery Steam Generator (HRSG) | HRSG Boiler Internals and Structures |  | 803 | LP Drum (including drum level trips not attributable to other causes)
850 | Combined Cycle Block | Heat Recovery Steam Generator (HRSG) | HRSG Boiler Internals and Structures |  | 803 | LP Drum (including drum level trips not attributable to other causes)
851 | CC GT units | Heat Recovery Steam Generator (HRSG) | HRSG Boiler Internals and Structures |  | 803 | LP Drum (including drum level trips not attributable to other causes)
852 | CC steam units | Heat Recovery Steam Generator (HRSG) | HRSG Boiler Internals and Structures |  | 803 | LP Drum (including drum level trips not attributable to other causes)
860 | Co-generator Block | Heat Recovery Steam Generator (HRSG) | HRSG Boiler Internals and Structures |  | 803 | LP Drum (including drum level trips not attributable to other causes)
861 | CoG GT units | Heat Recovery Steam Generator (HRSG) | HRSG Boiler Internals and Structures |  | 803 | LP Drum (including drum level trips not attributable to other causes)
862 | CoG steam units | Heat Recovery Steam Generator (HRSG) | HRSG Boiler Internals and Structures |  | 803 | LP Drum (including drum level trips not attributable to other causes)
100 | Fossil-Steam | Boiler | Boiler Internals and Structures |  | 810 | Boiler supports and structures (use code 1320 for tube supports)
650 | Fluidized Bed | Boiler | Boiler Internals and Structures |  | 810 | Boiler supports and structures (use code 1320 for tube supports)
800 | Miscellaneous | Boiler | Boiler Internals and Structures |  | 810 | Boiler supports and structures (use code 1320 for tube supports)
810 | Multi-boiler/Multi-turbine | Boiler | Boiler Internals and Structures |  | 810 | Boiler supports and structures (use code 1320 for tube supports)
850 | Combined Cycle Block | Heat Recovery Steam Generator (HRSG) | HRSG Boiler Internals and Structures |  | 810 | Boiler supports and structures (use code 1320 for tube supports)
851 | CC GT units | Heat Recovery Steam Generator (HRSG) | HRSG Boiler Internals and Structures |  | 810 | Boiler supports and structures (use code 1320 for tube supports)
852 | CC steam units | Heat Recovery Steam Generator (HRSG) | HRSG Boiler Internals and Structures |  | 810 | Boiler supports and structures (use code 1320 for tube supports)
860 | Co-generator Block | Heat Recovery Steam Generator (HRSG) | HRSG Boiler Internals and Structures |  | 810 | Boiler supports and structures (use code 1320 for tube supports)
861 | CoG GT units | Heat Recovery Steam Generator (HRSG) | HRSG Boiler Internals and Structures |  | 810 | Boiler supports and structures (use code 1320 for tube supports)
862 | CoG steam units | Heat Recovery Steam Generator (HRSG) | HRSG Boiler Internals and Structures |  | 810 | Boiler supports and structures (use code 1320 for tube supports)
650 | Fluidized Bed | Boiler | Boiler Internals and Structures |  | 811 | Convection pass enclosure (FBC only)
800 | Miscellaneous | Boiler | Boiler Internals and Structures |  | 811 | Convection pass enclosure (FBC only)
810 | Multi-boiler/Multi-turbine | Boiler | Boiler Internals and Structures |  | 811 | Convection pass enclosure (FBC only)
650 | Fluidized Bed | Boiler | Boiler Internals and Structures |  | 812 | Distribution plate (FBC only)
800 | Miscellaneous | Boiler | Boiler Internals and Structures |  | 812 | Distribution plate (FBC only)
810 | Multi-boiler/Multi-turbine | Boiler | Boiler Internals and Structures |  | 812 | Distribution plate (FBC only)
650 | Fluidized Bed | Boiler | Boiler Internals and Structures |  | 813 | Lower furnace (in-bed) tube supports (FBC only)
800 | Miscellaneous | Boiler | Boiler Internals and Structures |  | 813 | Lower furnace (in-bed) tube supports (FBC only)
810 | Multi-boiler/Multi-turbine | Boiler | Boiler Internals and Structures |  | 813 | Lower furnace (in-bed) tube supports (FBC only)
650 | Fluidized Bed | Boiler | Boiler Internals and Structures |  | 814 | In-bed bubble caps (FBC only)
800 | Miscellaneous | Boiler | Boiler Internals and Structures |  | 814 | In-bed bubble caps (FBC only)
810 | Multi-boiler/Multi-turbine | Boiler | Boiler Internals and Structures |  | 814 | In-bed bubble caps (FBC only)
100 | Fossil-Steam | Boiler | Boiler Internals and Structures |  | 820 | Casing
650 | Fluidized Bed | Boiler | Boiler Internals and Structures |  | 820 | Casing
800 | Miscellaneous | Boiler | Boiler Internals and Structures |  | 820 | Casing
810 | Multi-boiler/Multi-turbine | Boiler | Boiler Internals and Structures |  | 820 | Casing
850 | Combined Cycle Block | Heat Recovery Steam Generator (HRSG) | HRSG Boiler Internals and Structures |  | 820 | Casing
851 | CC GT units | Heat Recovery Steam Generator (HRSG) | HRSG Boiler Internals and Structures |  | 820 | Casing
852 | CC steam units | Heat Recovery Steam Generator (HRSG) | HRSG Boiler Internals and Structures |  | 820 | Casing
860 | Co-generator Block | Heat Recovery Steam Generator (HRSG) | HRSG Boiler Internals and Structures |  | 820 | Casing
861 | CoG GT units | Heat Recovery Steam Generator (HRSG) | HRSG Boiler Internals and Structures |  | 820 | Casing
862 | CoG steam units | Heat Recovery Steam Generator (HRSG) | HRSG Boiler Internals and Structures |  | 820 | Casing
100 | Fossil-Steam | Boiler | Boiler Internals and Structures |  | 830 | Doors
650 | Fluidized Bed | Boiler | Boiler Internals and Structures |  | 830 | Doors
800 | Miscellaneous | Boiler | Boiler Internals and Structures |  | 830 | Doors
810 | Multi-boiler/Multi-turbine | Boiler | Boiler Internals and Structures |  | 830 | Doors
850 | Combined Cycle Block | Heat Recovery Steam Generator (HRSG) | HRSG Boiler Internals and Structures |  | 830 | Doors
851 | CC GT units | Heat Recovery Steam Generator (HRSG) | HRSG Boiler Internals and Structures |  | 830 | Doors
852 | CC steam units | Heat Recovery Steam Generator (HRSG) | HRSG Boiler Internals and Structures |  | 830 | Doors
860 | Co-generator Block | Heat Recovery Steam Generator (HRSG) | HRSG Boiler Internals and Structures |  | 830 | Doors
861 | CoG GT units | Heat Recovery Steam Generator (HRSG) | HRSG Boiler Internals and Structures |  | 830 | Doors
862 | CoG steam units | Heat Recovery Steam Generator (HRSG) | HRSG Boiler Internals and Structures |  | 830 | Doors
100 | Fossil-Steam | Boiler | Boiler Internals and Structures |  | 840 | Refractory and insulation
650 | Fluidized Bed | Boiler | Boiler Internals and Structures |  | 840 | Refractory and insulation
800 | Miscellaneous | Boiler | Boiler Internals and Structures |  | 840 | Refractory and insulation
810 | Multi-boiler/Multi-turbine | Boiler | Boiler Internals and Structures |  | 840 | Refractory and insulation
850 | Combined Cycle Block | Heat Recovery Steam Generator (HRSG) | HRSG Boiler Internals and Structures |  | 840 | Refractory and insulation
851 | CC GT units | Heat Recovery Steam Generator (HRSG) | HRSG Boiler Internals and Structures |  | 840 | Refractory and insulation
852 | CC steam units | Heat Recovery Steam Generator (HRSG) | HRSG Boiler Internals and Structures |  | 840 | Refractory and insulation
860 | Co-generator Block | Heat Recovery Steam Generator (HRSG) | HRSG Boiler Internals and Structures |  | 840 | Refractory and insulation
861 | CoG GT units | Heat Recovery Steam Generator (HRSG) | HRSG Boiler Internals and Structures |  | 840 | Refractory and insulation
862 | CoG steam units | Heat Recovery Steam Generator (HRSG) | HRSG Boiler Internals and Structures |  | 840 | Refractory and insulation
100 | Fossil-Steam | Boiler | Boiler Internals and Structures |  | 845 | Windbox expansion joints
650 | Fluidized Bed | Boiler | Boiler Internals and Structures |  | 845 | Windbox expansion joints
800 | Miscellaneous | Boiler | Boiler Internals and Structures |  | 845 | Windbox expansion joints
810 | Multi-boiler/Multi-turbine | Boiler | Boiler Internals and Structures |  | 845 | Windbox expansion joints
850 | Combined Cycle Block | Heat Recovery Steam Generator (HRSG) | HRSG Boiler Internals and Structures |  | 845 | Windbox expansion joints
851 | CC GT units | Heat Recovery Steam Generator (HRSG) | HRSG Boiler Internals and Structures |  | 845 | Windbox expansion joints
852 | CC steam units | Heat Recovery Steam Generator (HRSG) | HRSG Boiler Internals and Structures |  | 845 | Windbox expansion joints
860 | Co-generator Block | Heat Recovery Steam Generator (HRSG) | HRSG Boiler Internals and Structures |  | 845 | Windbox expansion joints
861 | CoG GT units | Heat Recovery Steam Generator (HRSG) | HRSG Boiler Internals and Structures |  | 845 | Windbox expansion joints
862 | CoG steam units | Heat Recovery Steam Generator (HRSG) | HRSG Boiler Internals and Structures |  | 845 | Windbox expansion joints
650 | Fluidized Bed | Boiler | Boiler Internals and Structures |  | 846 | Convection pass expansion joints (FBC only)
800 | Miscellaneous | Boiler | Boiler Internals and Structures |  | 846 | Convection pass expansion joints (FBC only)
810 | Multi-boiler/Multi-turbine | Boiler | Boiler Internals and Structures |  | 846 | Convection pass expansion joints (FBC only)
100 | Fossil-Steam | Boiler | Boiler Internals and Structures |  | 847 | Other expansion joints
650 | Fluidized Bed | Boiler | Boiler Internals and Structures |  | 847 | Other expansion joints
800 | Miscellaneous | Boiler | Boiler Internals and Structures |  | 847 | Other expansion joints
810 | Multi-boiler/Multi-turbine | Boiler | Boiler Internals and Structures |  | 847 | Other expansion joints
850 | Combined Cycle Block | Heat Recovery Steam Generator (HRSG) | HRSG Boiler Internals and Structures |  | 847 | Other expansion joints
851 | CC GT units | Heat Recovery Steam Generator (HRSG) | HRSG Boiler Internals and Structures |  | 847 | Other expansion joints
852 | CC steam units | Heat Recovery Steam Generator (HRSG) | HRSG Boiler Internals and Structures |  | 847 | Other expansion joints
860 | Co-generator Block | Heat Recovery Steam Generator (HRSG) | HRSG Boiler Internals and Structures |  | 847 | Other expansion joints
861 | CoG GT units | Heat Recovery Steam Generator (HRSG) | HRSG Boiler Internals and Structures |  | 847 | Other expansion joints
862 | CoG steam units | Heat Recovery Steam Generator (HRSG) | HRSG Boiler Internals and Structures |  | 847 | Other expansion joints
800 | Miscellaneous | Heat Recovery Steam Generator (HRSG) | HRSG Boiler Internals and Structures |  | 848 | Inlet panel
850 | Combined Cycle Block | Heat Recovery Steam Generator (HRSG) | HRSG Boiler Internals and Structures |  | 848 | Inlet panel
851 | CC GT units | Heat Recovery Steam Generator (HRSG) | HRSG Boiler Internals and Structures |  | 848 | Inlet panel
852 | CC steam units | Heat Recovery Steam Generator (HRSG) | HRSG Boiler Internals and Structures |  | 848 | Inlet panel
860 | Co-generator Block | Heat Recovery Steam Generator (HRSG) | HRSG Boiler Internals and Structures |  | 848 | Inlet panel
861 | CoG GT units | Heat Recovery Steam Generator (HRSG) | HRSG Boiler Internals and Structures |  | 848 | Inlet panel
862 | CoG steam units | Heat Recovery Steam Generator (HRSG) | HRSG Boiler Internals and Structures |  | 848 | Inlet panel
100 | Fossil-Steam | Boiler | Boiler Internals and Structures |  | 850 | Other internal or structural problems
650 | Fluidized Bed | Boiler | Boiler Internals and Structures |  | 850 | Other internal or structural problems
800 | Miscellaneous | Boiler | Boiler Internals and Structures |  | 850 | Other internal or structural problems
810 | Multi-boiler/Multi-turbine | Boiler | Boiler Internals and Structures |  | 850 | Other internal or structural problems
850 | Combined Cycle Block | Heat Recovery Steam Generator (HRSG) | HRSG Boiler Internals and Structures |  | 850 | Other internal or structural problems
851 | CC GT units | Heat Recovery Steam Generator (HRSG) | HRSG Boiler Internals and Structures |  | 850 | Other internal or structural problems
852 | CC steam units | Heat Recovery Steam Generator (HRSG) | HRSG Boiler Internals and Structures |  | 850 | Other internal or structural problems
860 | Co-generator Block | Heat Recovery Steam Generator (HRSG) | HRSG Boiler Internals and Structures |  | 850 | Other internal or structural problems
861 | CoG GT units | Heat Recovery Steam Generator (HRSG) | HRSG Boiler Internals and Structures |  | 850 | Other internal or structural problems
862 | CoG steam units | Heat Recovery Steam Generator (HRSG) | HRSG Boiler Internals and Structures |  | 850 | Other internal or structural problems
100 | Fossil-Steam | Boiler | Boiler Internals and Structures |  | 855 | Drum relief/safety valves (single drum only)
650 | Fluidized Bed | Boiler | Boiler Internals and Structures |  | 855 | Drum relief/safety valves (single drum only)
800 | Miscellaneous | Boiler | Boiler Internals and Structures |  | 855 | Drum relief/safety valves (single drum only)
810 | Multi-boiler/Multi-turbine | Boiler | Boiler Internals and Structures |  | 855 | Drum relief/safety valves (single drum only)
850 | Combined Cycle Block | Heat Recovery Steam Generator (HRSG) | HRSG Boiler Internals and Structures |  | 855 | Drum relief/safety valves (single drum only)
851 | CC GT units | Heat Recovery Steam Generator (HRSG) | HRSG Boiler Internals and Structures |  | 855 | Drum relief/safety valves (single drum only)
852 | CC steam units | Heat Recovery Steam Generator (HRSG) | HRSG Boiler Internals and Structures |  | 855 | Drum relief/safety valves (single drum only)
860 | Co-generator Block | Heat Recovery Steam Generator (HRSG) | HRSG Boiler Internals and Structures |  | 855 | Drum relief/safety valves (single drum only)
861 | CoG GT units | Heat Recovery Steam Generator (HRSG) | HRSG Boiler Internals and Structures |  | 855 | Drum relief/safety valves (single drum only)
862 | CoG steam units | Heat Recovery Steam Generator (HRSG) | HRSG Boiler Internals and Structures |  | 855 | Drum relief/safety valves (single drum only)
800 | Miscellaneous | Heat Recovery Steam Generator (HRSG) | HRSG Boiler Internals and Structures |  | 856 | HP Drum relief/safety valves
850 | Combined Cycle Block | Heat Recovery Steam Generator (HRSG) | HRSG Boiler Internals and Structures |  | 856 | HP Drum relief/safety valves
851 | CC GT units | Heat Recovery Steam Generator (HRSG) | HRSG Boiler Internals and Structures |  | 856 | HP Drum relief/safety valves
852 | CC steam units | Heat Recovery Steam Generator (HRSG) | HRSG Boiler Internals and Structures |  | 856 | HP Drum relief/safety valves
860 | Co-generator Block | Heat Recovery Steam Generator (HRSG) | HRSG Boiler Internals and Structures |  | 856 | HP Drum relief/safety valves
861 | CoG GT units | Heat Recovery Steam Generator (HRSG) | HRSG Boiler Internals and Structures |  | 856 | HP Drum relief/safety valves
862 | CoG steam units | Heat Recovery Steam Generator (HRSG) | HRSG Boiler Internals and Structures |  | 856 | HP Drum relief/safety valves
800 | Miscellaneous | Heat Recovery Steam Generator (HRSG) | HRSG Boiler Internals and Structures |  | 857 | IP Drum relief/safety valves
850 | Combined Cycle Block | Heat Recovery Steam Generator (HRSG) | HRSG Boiler Internals and Structures |  | 857 | IP Drum relief/safety valves
851 | CC GT units | Heat Recovery Steam Generator (HRSG) | HRSG Boiler Internals and Structures |  | 857 | IP Drum relief/safety valves
852 | CC steam units | Heat Recovery Steam Generator (HRSG) | HRSG Boiler Internals and Structures |  | 857 | IP Drum relief/safety valves
860 | Co-generator Block | Heat Recovery Steam Generator (HRSG) | HRSG Boiler Internals and Structures |  | 857 | IP Drum relief/safety valves
861 | CoG GT units | Heat Recovery Steam Generator (HRSG) | HRSG Boiler Internals and Structures |  | 857 | IP Drum relief/safety valves
862 | CoG steam units | Heat Recovery Steam Generator (HRSG) | HRSG Boiler Internals and Structures |  | 857 | IP Drum relief/safety valves
800 | Miscellaneous | Heat Recovery Steam Generator (HRSG) | HRSG Boiler Internals and Structures |  | 858 | LP Drum relief/safety valves
850 | Combined Cycle Block | Heat Recovery Steam Generator (HRSG) | HRSG Boiler Internals and Structures |  | 858 | LP Drum relief/safety valves
851 | CC GT units | Heat Recovery Steam Generator (HRSG) | HRSG Boiler Internals and Structures |  | 858 | LP Drum relief/safety valves
852 | CC steam units | Heat Recovery Steam Generator (HRSG) | HRSG Boiler Internals and Structures |  | 858 | LP Drum relief/safety valves
860 | Co-generator Block | Heat Recovery Steam Generator (HRSG) | HRSG Boiler Internals and Structures |  | 858 | LP Drum relief/safety valves
861 | CoG GT units | Heat Recovery Steam Generator (HRSG) | HRSG Boiler Internals and Structures |  | 858 | LP Drum relief/safety valves
862 | CoG steam units | Heat Recovery Steam Generator (HRSG) | HRSG Boiler Internals and Structures |  | 858 | LP Drum relief/safety valves
100 | Fossil-Steam | Boiler | Boiler Internals and Structures |  | 859 | Tube external fins/membranes
650 | Fluidized Bed | Boiler | Boiler Internals and Structures |  | 859 | Tube external fins/membranes
800 | Miscellaneous | Boiler | Boiler Internals and Structures |  | 859 | Tube external fins/membranes
810 | Multi-boiler/Multi-turbine | Boiler | Boiler Internals and Structures |  | 859 | Tube external fins/membranes
850 | Combined Cycle Block | Heat Recovery Steam Generator (HRSG) | HRSG Boiler Internals and Structures |  | 859 | Tube external fins/membranes
851 | CC GT units | Heat Recovery Steam Generator (HRSG) | HRSG Boiler Internals and Structures |  | 859 | Tube external fins/membranes
852 | CC steam units | Heat Recovery Steam Generator (HRSG) | HRSG Boiler Internals and Structures |  | 859 | Tube external fins/membranes
860 | Co-generator Block | Heat Recovery Steam Generator (HRSG) | HRSG Boiler Internals and Structures |  | 859 | Tube external fins/membranes
861 | CoG GT units | Heat Recovery Steam Generator (HRSG) | HRSG Boiler Internals and Structures |  | 859 | Tube external fins/membranes
862 | CoG steam units | Heat Recovery Steam Generator (HRSG) | HRSG Boiler Internals and Structures |  | 859 | Tube external fins/membranes
100 | Fossil-Steam | Boiler | Slag and Ash Removal |  | 860 | Soot blowers - air (see code 3844 for air delivery system)
650 | Fluidized Bed | Boiler | Slag and Ash Removal |  | 860 | Soot blowers - air (see code 3844 for air delivery system)
800 | Miscellaneous | Boiler | Slag and Ash Removal |  | 860 | Soot blowers - air (see code 3844 for air delivery system)
810 | Multi-boiler/Multi-turbine | Boiler | Slag and Ash Removal |  | 860 | Soot blowers - air (see code 3844 for air delivery system)
100 | Fossil-Steam | Boiler | Slag and Ash Removal |  | 870 | Soot blowers - steam
650 | Fluidized Bed | Boiler | Slag and Ash Removal |  | 870 | Soot blowers - steam
800 | Miscellaneous | Boiler | Slag and Ash Removal |  | 870 | Soot blowers - steam
810 | Multi-boiler/Multi-turbine | Boiler | Slag and Ash Removal |  | 870 | Soot blowers - steam
100 | Fossil-Steam | Boiler | Slag and Ash Removal |  | 871 | Soot blowers - sonic
650 | Fluidized Bed | Boiler | Slag and Ash Removal |  | 871 | Soot blowers - sonic
800 | Miscellaneous | Boiler | Slag and Ash Removal |  | 871 | Soot blowers - sonic
810 | Multi-boiler/Multi-turbine | Boiler | Slag and Ash Removal |  | 871 | Soot blowers - sonic
100 | Fossil-Steam | Boiler | Slag and Ash Removal |  | 872 | Soot blowers - water
650 | Fluidized Bed | Boiler | Slag and Ash Removal |  | 872 | Soot blowers - water
800 | Miscellaneous | Boiler | Slag and Ash Removal |  | 872 | Soot blowers - water
810 | Multi-boiler/Multi-turbine | Boiler | Slag and Ash Removal |  | 872 | Soot blowers - water
100 | Fossil-Steam | Boiler | Slag and Ash Removal |  | 873 | Soot blower drives
650 | Fluidized Bed | Boiler | Slag and Ash Removal |  | 873 | Soot blower drives
800 | Miscellaneous | Boiler | Slag and Ash Removal |  | 873 | Soot blower drives
810 | Multi-boiler/Multi-turbine | Boiler | Slag and Ash Removal |  | 873 | Soot blower drives
100 | Fossil-Steam | Boiler | Slag and Ash Removal |  | 876 | Soot blower controls
650 | Fluidized Bed | Boiler | Slag and Ash Removal |  | 876 | Soot blower controls
800 | Miscellaneous | Boiler | Slag and Ash Removal |  | 876 | Soot blower controls
810 | Multi-boiler/Multi-turbine | Boiler | Slag and Ash Removal |  | 876 | Soot blower controls
100 | Fossil-Steam | Boiler | Slag and Ash Removal |  | 880 | Fly Ash Removal System (not precipitators, scrubbers, mechanical collectors, or baghouses)
650 | Fluidized Bed | Boiler | Slag and Ash Removal |  | 880 | Fly Ash Removal System (not precipitators, scrubbers, mechanical collectors, or baghouses)
800 | Miscellaneous | Boiler | Slag and Ash Removal |  | 880 | Fly Ash Removal System (not precipitators, scrubbers, mechanical collectors, or baghouses)
810 | Multi-boiler/Multi-turbine | Boiler | Slag and Ash Removal |  | 880 | Fly Ash Removal System (not precipitators, scrubbers, mechanical collectors, or baghouses)
100 | Fossil-Steam | Boiler | Slag and Ash Removal |  | 885 | Fly ash Removal System - wet transport
650 | Fluidized Bed | Boiler | Slag and Ash Removal |  | 885 | Fly ash Removal System - wet transport
800 | Miscellaneous | Boiler | Slag and Ash Removal |  | 885 | Fly ash Removal System - wet transport
810 | Multi-boiler/Multi-turbine | Boiler | Slag and Ash Removal |  | 885 | Fly ash Removal System - wet transport
100 | Fossil-Steam | Boiler | Slag and Ash Removal |  | 890 | Bottom ash systems (wet or dry)
650 | Fluidized Bed | Boiler | Slag and Ash Removal |  | 890 | Bottom ash systems (wet or dry)
800 | Miscellaneous | Boiler | Slag and Ash Removal |  | 890 | Bottom ash systems (wet or dry)
810 | Multi-boiler/Multi-turbine | Boiler | Slag and Ash Removal |  | 890 | Bottom ash systems (wet or dry)
100 | Fossil-Steam | Boiler | Slag and Ash Removal |  | 891 | Bottom ash hoppers (including gates)
650 | Fluidized Bed | Boiler | Slag and Ash Removal |  | 891 | Bottom ash hoppers (including gates)
800 | Miscellaneous | Boiler | Slag and Ash Removal |  | 891 | Bottom ash hoppers (including gates)
810 | Multi-boiler/Multi-turbine | Boiler | Slag and Ash Removal |  | 891 | Bottom ash hoppers (including gates)
100 | Fossil-Steam | Boiler | Slag and Ash Removal |  | 892 | Bottom ash clinker grinders
650 | Fluidized Bed | Boiler | Slag and Ash Removal |  | 892 | Bottom ash clinker grinders
800 | Miscellaneous | Boiler | Slag and Ash Removal |  | 892 | Bottom ash clinker grinders
810 | Multi-boiler/Multi-turbine | Boiler | Slag and Ash Removal |  | 892 | Bottom ash clinker grinders
100 | Fossil-Steam | Boiler | Slag and Ash Removal |  | 893 | Bottom ash water pumps and motors
650 | Fluidized Bed | Boiler | Slag and Ash Removal |  | 893 | Bottom ash water pumps and motors
800 | Miscellaneous | Boiler | Slag and Ash Removal |  | 893 | Bottom ash water pumps and motors
810 | Multi-boiler/Multi-turbine | Boiler | Slag and Ash Removal |  | 893 | Bottom ash water pumps and motors
100 | Fossil-Steam | Boiler | Slag and Ash Removal |  | 894 | Bottom ash piping and valves
650 | Fluidized Bed | Boiler | Slag and Ash Removal |  | 894 | Bottom ash piping and valves
800 | Miscellaneous | Boiler | Slag and Ash Removal |  | 894 | Bottom ash piping and valves
810 | Multi-boiler/Multi-turbine | Boiler | Slag and Ash Removal |  | 894 | Bottom ash piping and valves
100 | Fossil-Steam | Boiler | Slag and Ash Removal |  | 895 | Ashpit trouble
650 | Fluidized Bed | Boiler | Slag and Ash Removal |  | 895 | Ashpit trouble
800 | Miscellaneous | Boiler | Slag and Ash Removal |  | 895 | Ashpit trouble
810 | Multi-boiler/Multi-turbine | Boiler | Slag and Ash Removal |  | 895 | Ashpit trouble
100 | Fossil-Steam | Boiler | Slag and Ash Removal |  | 896 | Bottom ash dewatering bin system, instruments and controls
650 | Fluidized Bed | Boiler | Slag and Ash Removal |  | 896 | Bottom ash dewatering bin system, instruments and controls
800 | Miscellaneous | Boiler | Slag and Ash Removal |  | 896 | Bottom ash dewatering bin system, instruments and controls
810 | Multi-boiler/Multi-turbine | Boiler | Slag and Ash Removal |  | 896 | Bottom ash dewatering bin system, instruments and controls
100 | Fossil-Steam | Boiler | Slag and Ash Removal |  | 897 | Bottom ash rotary (drag chain type) conveyor and motor
650 | Fluidized Bed | Boiler | Slag and Ash Removal |  | 897 | Bottom ash rotary (drag chain type) conveyor and motor
800 | Miscellaneous | Boiler | Slag and Ash Removal |  | 897 | Bottom ash rotary (drag chain type) conveyor and motor
810 | Multi-boiler/Multi-turbine | Boiler | Slag and Ash Removal |  | 897 | Bottom ash rotary (drag chain type) conveyor and motor
100 | Fossil-Steam | Boiler | Slag and Ash Removal |  | 898 | Bottom ash pyrite hopper (pulverizer reject) system
650 | Fluidized Bed | Boiler | Slag and Ash Removal |  | 898 | Bottom ash pyrite hopper (pulverizer reject) system
800 | Miscellaneous | Boiler | Slag and Ash Removal |  | 898 | Bottom ash pyrite hopper (pulverizer reject) system
810 | Multi-boiler/Multi-turbine | Boiler | Slag and Ash Removal |  | 898 | Bottom ash pyrite hopper (pulverizer reject) system
100 | Fossil-Steam | Boiler | Slag and Ash Removal |  | 899 | Bottom ash controls and instrumentation
650 | Fluidized Bed | Boiler | Slag and Ash Removal |  | 899 | Bottom ash controls and instrumentation
800 | Miscellaneous | Boiler | Slag and Ash Removal |  | 899 | Bottom ash controls and instrumentation
810 | Multi-boiler/Multi-turbine | Boiler | Slag and Ash Removal |  | 899 | Bottom ash controls and instrumentation
100 | Fossil-Steam | Boiler | Slag and Ash Removal |  | 900 | Slag tap (cyclone furnace)
650 | Fluidized Bed | Boiler | Slag and Ash Removal |  | 900 | Slag tap (cyclone furnace)
800 | Miscellaneous | Boiler | Slag and Ash Removal |  | 900 | Slag tap (cyclone furnace)
810 | Multi-boiler/Multi-turbine | Boiler | Slag and Ash Removal |  | 900 | Slag tap (cyclone furnace)
100 | Fossil-Steam | Boiler | Slag and Ash Removal |  | 910 | Slag tap (other than cyclone furnace)
650 | Fluidized Bed | Boiler | Slag and Ash Removal |  | 910 | Slag tap (other than cyclone furnace)
800 | Miscellaneous | Boiler | Slag and Ash Removal |  | 910 | Slag tap (other than cyclone furnace)
810 | Multi-boiler/Multi-turbine | Boiler | Slag and Ash Removal |  | 910 | Slag tap (other than cyclone furnace)
100 | Fossil-Steam | Boiler | Slag and Ash Removal |  | 920 | Other slag and ash removal problems
650 | Fluidized Bed | Boiler | Slag and Ash Removal |  | 920 | Other slag and ash removal problems
800 | Miscellaneous | Boiler | Slag and Ash Removal |  | 920 | Other slag and ash removal problems
810 | Multi-boiler/Multi-turbine | Boiler | Slag and Ash Removal |  | 920 | Other slag and ash removal problems
650 | Fluidized Bed | Boiler | Bed Material Removal System |  | 930 | Bed material coolers
800 | Miscellaneous | Boiler | Bed Material Removal System |  | 930 | Bed material coolers
810 | Multi-boiler/Multi-turbine | Boiler | Bed Material Removal System |  | 930 | Bed material coolers
650 | Fluidized Bed | Boiler | Bed Material Removal System |  | 931 | Bed material transport piping/valves
800 | Miscellaneous | Boiler | Bed Material Removal System |  | 931 | Bed material transport piping/valves
810 | Multi-boiler/Multi-turbine | Boiler | Bed Material Removal System |  | 931 | Bed material transport piping/valves
650 | Fluidized Bed | Boiler | Bed Material Removal System |  | 932 | Bed material transport tanks/hoppers
800 | Miscellaneous | Boiler | Bed Material Removal System |  | 932 | Bed material transport tanks/hoppers
810 | Multi-boiler/Multi-turbine | Boiler | Bed Material Removal System |  | 932 | Bed material transport tanks/hoppers
650 | Fluidized Bed | Boiler | Bed Material Removal System |  | 933 | Bed material fans/blowers
800 | Miscellaneous | Boiler | Bed Material Removal System |  | 933 | Bed material fans/blowers
810 | Multi-boiler/Multi-turbine | Boiler | Bed Material Removal System |  | 933 | Bed material fans/blowers
650 | Fluidized Bed | Boiler | Bed Material Removal System |  | 934 | Bed material fan/blower motors
800 | Miscellaneous | Boiler | Bed Material Removal System |  | 934 | Bed material fan/blower motors
810 | Multi-boiler/Multi-turbine | Boiler | Bed Material Removal System |  | 934 | Bed material fan/blower motors
650 | Fluidized Bed | Boiler | Bed Material Removal System |  | 935 | Bed material disposal conditioner
800 | Miscellaneous | Boiler | Bed Material Removal System |  | 935 | Bed material disposal conditioner
810 | Multi-boiler/Multi-turbine | Boiler | Bed Material Removal System |  | 935 | Bed material disposal conditioner
650 | Fluidized Bed | Boiler | Bed Material Removal System |  | 936 | Bed material conveyors
800 | Miscellaneous | Boiler | Bed Material Removal System |  | 936 | Bed material conveyors
810 | Multi-boiler/Multi-turbine | Boiler | Bed Material Removal System |  | 936 | Bed material conveyors
650 | Fluidized Bed | Boiler | Bed Material Removal System |  | 937 | Bed material mechanical separators and baghouse
800 | Miscellaneous | Boiler | Bed Material Removal System |  | 937 | Bed material mechanical separators and baghouse
810 | Multi-boiler/Multi-turbine | Boiler | Bed Material Removal System |  | 937 | Bed material mechanical separators and baghouse
650 | Fluidized Bed | Boiler | Bed Material Removal System |  | 950 | Other bed material system problems
800 | Miscellaneous | Boiler | Bed Material Removal System |  | 950 | Other bed material system problems
810 | Multi-boiler/Multi-turbine | Boiler | Bed Material Removal System |  | 950 | Other bed material system problems
650 | Fluidized Bed | Boiler | Bed Solids Recirculation |  | 951 | Char reinjection feeders
800 | Miscellaneous | Boiler | Bed Solids Recirculation |  | 951 | Char reinjection feeders
810 | Multi-boiler/Multi-turbine | Boiler | Bed Solids Recirculation |  | 951 | Char reinjection feeders
650 | Fluidized Bed | Boiler | Bed Solids Recirculation |  | 952 | Char reinjection piping/valves
800 | Miscellaneous | Boiler | Bed Solids Recirculation |  | 952 | Char reinjection piping/valves
810 | Multi-boiler/Multi-turbine | Boiler | Bed Solids Recirculation |  | 952 | Char reinjection piping/valves
650 | Fluidized Bed | Boiler | Bed Solids Recirculation |  | 953 | Char reinjection controls
800 | Miscellaneous | Boiler | Bed Solids Recirculation |  | 953 | Char reinjection controls
810 | Multi-boiler/Multi-turbine | Boiler | Bed Solids Recirculation |  | 953 | Char reinjection controls
650 | Fluidized Bed | Boiler | Bed Solids Recirculation |  | 959 | Other char reinjection equipment problems
800 | Miscellaneous | Boiler | Bed Solids Recirculation |  | 959 | Other char reinjection equipment problems
810 | Multi-boiler/Multi-turbine | Boiler | Bed Solids Recirculation |  | 959 | Other char reinjection equipment problems
650 | Fluidized Bed | Boiler | Bed Solids Recirculation |  | 960 | Char transport piping and valves
800 | Miscellaneous | Boiler | Bed Solids Recirculation |  | 960 | Char transport piping and valves
810 | Multi-boiler/Multi-turbine | Boiler | Bed Solids Recirculation |  | 960 | Char transport piping and valves
650 | Fluidized Bed | Boiler | Bed Solids Recirculation |  | 961 | Char transfer tanks/hoppers
800 | Miscellaneous | Boiler | Bed Solids Recirculation |  | 961 | Char transfer tanks/hoppers
810 | Multi-boiler/Multi-turbine | Boiler | Bed Solids Recirculation |  | 961 | Char transfer tanks/hoppers
650 | Fluidized Bed | Boiler | Bed Solids Recirculation |  | 962 | Char conditioner
800 | Miscellaneous | Boiler | Bed Solids Recirculation |  | 962 | Char conditioner
810 | Multi-boiler/Multi-turbine | Boiler | Bed Solids Recirculation |  | 962 | Char conditioner
650 | Fluidized Bed | Boiler | Bed Solids Recirculation |  | 969 | Other char equipment problems
800 | Miscellaneous | Boiler | Bed Solids Recirculation |  | 969 | Other char equipment problems
810 | Multi-boiler/Multi-turbine | Boiler | Bed Solids Recirculation |  | 969 | Other char equipment problems
650 | Fluidized Bed | Boiler | Bed Solids Recirculation |  | 970 | Flue gas-solids separator
800 | Miscellaneous | Boiler | Bed Solids Recirculation |  | 970 | Flue gas-solids separator
810 | Multi-boiler/Multi-turbine | Boiler | Bed Solids Recirculation |  | 970 | Flue gas-solids separator
650 | Fluidized Bed | Boiler | Bed Solids Recirculation |  | 971 | Flue gas-solids separator piping and valves
800 | Miscellaneous | Boiler | Bed Solids Recirculation |  | 971 | Flue gas-solids separator piping and valves
810 | Multi-boiler/Multi-turbine | Boiler | Bed Solids Recirculation |  | 971 | Flue gas-solids separator piping and valves
650 | Fluidized Bed | Boiler | Bed Solids Recirculation |  | 972 | Flue gas-solids separator controls
800 | Miscellaneous | Boiler | Bed Solids Recirculation |  | 972 | Flue gas-solids separator controls
810 | Multi-boiler/Multi-turbine | Boiler | Bed Solids Recirculation |  | 972 | Flue gas-solids separator controls
650 | Fluidized Bed | Boiler | Bed Solids Recirculation |  | 973 | Flue gas-solids separator refractory
800 | Miscellaneous | Boiler | Bed Solids Recirculation |  | 973 | Flue gas-solids separator refractory
810 | Multi-boiler/Multi-turbine | Boiler | Bed Solids Recirculation |  | 973 | Flue gas-solids separator refractory
650 | Fluidized Bed | Boiler | Bed Solids Recirculation |  | 980 | High pressure loop seal recirculation fans/blowers
800 | Miscellaneous | Boiler | Bed Solids Recirculation |  | 980 | High pressure loop seal recirculation fans/blowers
810 | Multi-boiler/Multi-turbine | Boiler | Bed Solids Recirculation |  | 980 | High pressure loop seal recirculation fans/blowers
650 | Fluidized Bed | Boiler | Bed Solids Recirculation |  | 981 | High pressure loop seal recirculation fan/blower motors
800 | Miscellaneous | Boiler | Bed Solids Recirculation |  | 981 | High pressure loop seal recirculation fan/blower motors
810 | Multi-boiler/Multi-turbine | Boiler | Bed Solids Recirculation |  | 981 | High pressure loop seal recirculation fan/blower motors
650 | Fluidized Bed | Boiler | Bed Solids Recirculation |  | 982 | High pressure loop seal recirculation fan/blower controls
800 | Miscellaneous | Boiler | Bed Solids Recirculation |  | 982 | High pressure loop seal recirculation fan/blower controls
810 | Multi-boiler/Multi-turbine | Boiler | Bed Solids Recirculation |  | 982 | High pressure loop seal recirculation fan/blower controls
650 | Fluidized Bed | Boiler | Bed Solids Recirculation |  | 989 | Other bed solids recirculation problems
800 | Miscellaneous | Boiler | Bed Solids Recirculation |  | 989 | Other bed solids recirculation problems
810 | Multi-boiler/Multi-turbine | Boiler | Bed Solids Recirculation |  | 989 | Other bed solids recirculation problems
650 | Fluidized Bed | Boiler | External Fluidized Bed Heat Exchanger |  | 990 | Refractory
800 | Miscellaneous | Boiler | External Fluidized Bed Heat Exchanger |  | 990 | Refractory
810 | Multi-boiler/Multi-turbine | Boiler | External Fluidized Bed Heat Exchanger |  | 990 | Refractory
650 | Fluidized Bed | Boiler | External Fluidized Bed Heat Exchanger |  | 991 | Tube leaks
800 | Miscellaneous | Boiler | External Fluidized Bed Heat Exchanger |  | 991 | Tube leaks
810 | Multi-boiler/Multi-turbine | Boiler | External Fluidized Bed Heat Exchanger |  | 991 | Tube leaks
650 | Fluidized Bed | Boiler | External Fluidized Bed Heat Exchanger |  | 992 | Tube supports
800 | Miscellaneous | Boiler | External Fluidized Bed Heat Exchanger |  | 992 | Tube supports
810 | Multi-boiler/Multi-turbine | Boiler | External Fluidized Bed Heat Exchanger |  | 992 | Tube supports
650 | Fluidized Bed | Boiler | External Fluidized Bed Heat Exchanger |  | 999 | Other heat exchanger problems
800 | Miscellaneous | Boiler | External Fluidized Bed Heat Exchanger |  | 999 | Other heat exchanger problems
810 | Multi-boiler/Multi-turbine | Boiler | External Fluidized Bed Heat Exchanger |  | 999 | Other heat exchanger problems
100 | Fossil-Steam | Boiler | Boiler Tube Leaks |  | 1000 | Waterwall (Furnace wall)
650 | Fluidized Bed | Boiler | Boiler Tube Leaks |  | 1000 | Waterwall (Furnace wall)
800 | Miscellaneous | Boiler | Boiler Tube Leaks |  | 1000 | Waterwall (Furnace wall)
810 | Multi-boiler/Multi-turbine | Boiler | Boiler Tube Leaks |  | 1000 | Waterwall (Furnace wall)
100 | Fossil-Steam | Boiler | Boiler Tube Leaks |  | 1003 | Steam generating tubes between steam drum and mud drum
800 | Miscellaneous | Boiler | Boiler Tube Leaks |  | 1003 | Steam generating tubes between steam drum and mud drum
810 | Multi-boiler/Multi-turbine | Boiler | Boiler Tube Leaks |  | 1003 | Steam generating tubes between steam drum and mud drum
100 | Fossil-Steam | Boiler | Boiler Tube Leaks |  | 1005 | Generating tubes
650 | Fluidized Bed | Boiler | Boiler Tube Leaks |  | 1005 | Generating tubes
800 | Miscellaneous | Boiler | Boiler Tube Leaks |  | 1005 | Generating tubes
810 | Multi-boiler/Multi-turbine | Boiler | Boiler Tube Leaks |  | 1005 | Generating tubes
650 | Fluidized Bed | Boiler | Boiler Tube Leaks |  | 1006 | In-bed reheat tubes (FBC only - includes external heat exchangers)
800 | Miscellaneous | Boiler | Boiler Tube Leaks |  | 1006 | In-bed reheat tubes (FBC only - includes external heat exchangers)
810 | Multi-boiler/Multi-turbine | Boiler | Boiler Tube Leaks |  | 1006 | In-bed reheat tubes (FBC only - includes external heat exchangers)
100 | Fossil-Steam | Boiler | Boiler Tube Leaks |  | 1010 | Cyclone furnace (in cyclone area only)
650 | Fluidized Bed | Boiler | Boiler Tube Leaks |  | 1010 | Cyclone furnace (in cyclone area only)
800 | Miscellaneous | Boiler | Boiler Tube Leaks |  | 1010 | Cyclone furnace (in cyclone area only)
810 | Multi-boiler/Multi-turbine | Boiler | Boiler Tube Leaks |  | 1010 | Cyclone furnace (in cyclone area only)
100 | Fossil-Steam | Boiler | Boiler Tube Leaks |  | 1020 | Convection pass wall (water tubes only)
650 | Fluidized Bed | Boiler | Boiler Tube Leaks |  | 1020 | Convection pass wall (water tubes only)
800 | Miscellaneous | Boiler | Boiler Tube Leaks |  | 1020 | Convection pass wall (water tubes only)
810 | Multi-boiler/Multi-turbine | Boiler | Boiler Tube Leaks |  | 1020 | Convection pass wall (water tubes only)
100 | Fossil-Steam | Boiler | Boiler Tube Leaks |  | 1030 | Boiler screen, wing wall, or slag screen (water tubes only)
650 | Fluidized Bed | Boiler | Boiler Tube Leaks |  | 1030 | Boiler screen, wing wall, or slag screen (water tubes only)
800 | Miscellaneous | Boiler | Boiler Tube Leaks |  | 1030 | Boiler screen, wing wall, or slag screen (water tubes only)
810 | Multi-boiler/Multi-turbine | Boiler | Boiler Tube Leaks |  | 1030 | Boiler screen, wing wall, or slag screen (water tubes only)
100 | Fossil-Steam | Boiler | Boiler Tube Leaks |  | 1035 | Platen superheater
650 | Fluidized Bed | Boiler | Boiler Tube Leaks |  | 1035 | Platen superheater
800 | Miscellaneous | Boiler | Boiler Tube Leaks |  | 1035 | Platen superheater
810 | Multi-boiler/Multi-turbine | Boiler | Boiler Tube Leaks |  | 1035 | Platen superheater
100 | Fossil-Steam | Boiler | Boiler Tube Leaks |  | 1040 | First superheater
650 | Fluidized Bed | Boiler | Boiler Tube Leaks |  | 1040 | First superheater
800 | Miscellaneous | Boiler | Boiler Tube Leaks |  | 1040 | First superheater
810 | Multi-boiler/Multi-turbine | Boiler | Boiler Tube Leaks |  | 1040 | First superheater
650 | Fluidized Bed | Boiler | Boiler Tube Leaks |  | 1045 | In-bed superheater tubes (FBC only - includes external heat exchangers)
800 | Miscellaneous | Boiler | Boiler Tube Leaks |  | 1045 | In-bed superheater tubes (FBC only - includes external heat exchangers)
810 | Multi-boiler/Multi-turbine | Boiler | Boiler Tube Leaks |  | 1045 | In-bed superheater tubes (FBC only - includes external heat exchangers)
100 | Fossil-Steam | Boiler | Boiler Tube Leaks |  | 1050 | Second superheater
650 | Fluidized Bed | Boiler | Boiler Tube Leaks |  | 1050 | Second superheater
800 | Miscellaneous | Boiler | Boiler Tube Leaks |  | 1050 | Second superheater
810 | Multi-boiler/Multi-turbine | Boiler | Boiler Tube Leaks |  | 1050 | Second superheater
100 | Fossil-Steam | Boiler | Boiler Tube Leaks |  | 1055 | External superheater link tubing
650 | Fluidized Bed | Boiler | Boiler Tube Leaks |  | 1055 | External superheater link tubing
800 | Miscellaneous | Boiler | Boiler Tube Leaks |  | 1055 | External superheater link tubing
810 | Multi-boiler/Multi-turbine | Boiler | Boiler Tube Leaks |  | 1055 | External superheater link tubing
100 | Fossil-Steam | Boiler | Boiler Tube Leaks |  | 1060 | First reheater
650 | Fluidized Bed | Boiler | Boiler Tube Leaks |  | 1060 | First reheater
800 | Miscellaneous | Boiler | Boiler Tube Leaks |  | 1060 | First reheater
810 | Multi-boiler/Multi-turbine | Boiler | Boiler Tube Leaks |  | 1060 | First reheater
100 | Fossil-Steam | Boiler | Boiler Tube Leaks |  | 1070 | Second reheater
650 | Fluidized Bed | Boiler | Boiler Tube Leaks |  | 1070 | Second reheater
800 | Miscellaneous | Boiler | Boiler Tube Leaks |  | 1070 | Second reheater
810 | Multi-boiler/Multi-turbine | Boiler | Boiler Tube Leaks |  | 1070 | Second reheater
100 | Fossil-Steam | Boiler | Boiler Tube Leaks |  | 1075 | External reheater link tubing
650 | Fluidized Bed | Boiler | Boiler Tube Leaks |  | 1075 | External reheater link tubing
800 | Miscellaneous | Boiler | Boiler Tube Leaks |  | 1075 | External reheater link tubing
810 | Multi-boiler/Multi-turbine | Boiler | Boiler Tube Leaks |  | 1075 | External reheater link tubing
100 | Fossil-Steam | Boiler | Boiler Tube Leaks |  | 1080 | Economizer
650 | Fluidized Bed | Boiler | Boiler Tube Leaks |  | 1080 | Economizer
800 | Miscellaneous | Boiler | Boiler Tube Leaks |  | 1080 | Economizer
810 | Multi-boiler/Multi-turbine | Boiler | Boiler Tube Leaks |  | 1080 | Economizer
650 | Fluidized Bed | Boiler | Boiler Tube Leaks |  | 1085 | In-bed evaporative tubes (FBC only - includes external heat exchangers)
800 | Miscellaneous | Boiler | Boiler Tube Leaks |  | 1085 | In-bed evaporative tubes (FBC only - includes external heat exchangers)
810 | Multi-boiler/Multi-turbine | Boiler | Boiler Tube Leaks |  | 1085 | In-bed evaporative tubes (FBC only - includes external heat exchangers)
100 | Fossil-Steam | Boiler | Boiler Tube Leaks |  | 1090 | Other boiler tube leaks
650 | Fluidized Bed | Boiler | Boiler Tube Leaks |  | 1090 | Other boiler tube leaks
800 | Miscellaneous | Boiler | Boiler Tube Leaks |  | 1090 | Other boiler tube leaks
810 | Multi-boiler/Multi-turbine | Boiler | Boiler Tube Leaks |  | 1090 | Other boiler tube leaks
100 | Fossil-Steam | Boiler | Boiler Tube Fireside Slagging or Fouling |  | 1100 | Waterwall (Furnace wall)
650 | Fluidized Bed | Boiler | Boiler Tube Fireside Slagging or Fouling |  | 1100 | Waterwall (Furnace wall)
800 | Miscellaneous | Boiler | Boiler Tube Fireside Slagging or Fouling |  | 1100 | Waterwall (Furnace wall)
810 | Multi-boiler/Multi-turbine | Boiler | Boiler Tube Fireside Slagging or Fouling |  | 1100 | Waterwall (Furnace wall)
100 | Fossil-Steam | Boiler | Boiler Tube Fireside Slagging or Fouling |  | 1103 | Steam generating tubes between steam drum and mud drum
800 | Miscellaneous | Boiler | Boiler Tube Fireside Slagging or Fouling |  | 1103 | Steam generating tubes between steam drum and mud drum
100 | Fossil-Steam | Boiler | Boiler Tube Fireside Slagging or Fouling |  | 1105 | Generating tubes
650 | Fluidized Bed | Boiler | Boiler Tube Fireside Slagging or Fouling |  | 1105 | Generating tubes
800 | Miscellaneous | Boiler | Boiler Tube Fireside Slagging or Fouling |  | 1105 | Generating tubes
810 | Multi-boiler/Multi-turbine | Boiler | Boiler Tube Fireside Slagging or Fouling |  | 1105 | Generating tubes
100 | Fossil-Steam | Boiler | Boiler Tube Fireside Slagging or Fouling |  | 1110 | Cyclone Furnace (in cyclone area only)
650 | Fluidized Bed | Boiler | Boiler Tube Fireside Slagging or Fouling |  | 1110 | Cyclone Furnace (in cyclone area only)
800 | Miscellaneous | Boiler | Boiler Tube Fireside Slagging or Fouling |  | 1110 | Cyclone Furnace (in cyclone area only)
810 | Multi-boiler/Multi-turbine | Boiler | Boiler Tube Fireside Slagging or Fouling |  | 1110 | Cyclone Furnace (in cyclone area only)
100 | Fossil-Steam | Boiler | Boiler Tube Fireside Slagging or Fouling |  | 1120 | Convection Pass Wall
650 | Fluidized Bed | Boiler | Boiler Tube Fireside Slagging or Fouling |  | 1120 | Convection Pass Wall
800 | Miscellaneous | Boiler | Boiler Tube Fireside Slagging or Fouling |  | 1120 | Convection Pass Wall
810 | Multi-boiler/Multi-turbine | Boiler | Boiler Tube Fireside Slagging or Fouling |  | 1120 | Convection Pass Wall
100 | Fossil-Steam | Boiler | Boiler Tube Fireside Slagging or Fouling |  | 1130 | Boiler screen, wing wall, or slag screen (water tubes only)
650 | Fluidized Bed | Boiler | Boiler Tube Fireside Slagging or Fouling |  | 1130 | Boiler screen, wing wall, or slag screen (water tubes only)
800 | Miscellaneous | Boiler | Boiler Tube Fireside Slagging or Fouling |  | 1130 | Boiler screen, wing wall, or slag screen (water tubes only)
810 | Multi-boiler/Multi-turbine | Boiler | Boiler Tube Fireside Slagging or Fouling |  | 1130 | Boiler screen, wing wall, or slag screen (water tubes only)
100 | Fossil-Steam | Boiler | Boiler Tube Fireside Slagging or Fouling |  | 1140 | First superheater
650 | Fluidized Bed | Boiler | Boiler Tube Fireside Slagging or Fouling |  | 1140 | First superheater
800 | Miscellaneous | Boiler | Boiler Tube Fireside Slagging or Fouling |  | 1140 | First superheater
810 | Multi-boiler/Multi-turbine | Boiler | Boiler Tube Fireside Slagging or Fouling |  | 1140 | First superheater
100 | Fossil-Steam | Boiler | Boiler Tube Fireside Slagging or Fouling |  | 1150 | Second superheater
650 | Fluidized Bed | Boiler | Boiler Tube Fireside Slagging or Fouling |  | 1150 | Second superheater
800 | Miscellaneous | Boiler | Boiler Tube Fireside Slagging or Fouling |  | 1150 | Second superheater
810 | Multi-boiler/Multi-turbine | Boiler | Boiler Tube Fireside Slagging or Fouling |  | 1150 | Second superheater
100 | Fossil-Steam | Boiler | Boiler Tube Fireside Slagging or Fouling |  | 1160 | First reheater
650 | Fluidized Bed | Boiler | Boiler Tube Fireside Slagging or Fouling |  | 1160 | First reheater
800 | Miscellaneous | Boiler | Boiler Tube Fireside Slagging or Fouling |  | 1160 | First reheater
810 | Multi-boiler/Multi-turbine | Boiler | Boiler Tube Fireside Slagging or Fouling |  | 1160 | First reheater
100 | Fossil-Steam | Boiler | Boiler Tube Fireside Slagging or Fouling |  | 1170 | Second reheater
650 | Fluidized Bed | Boiler | Boiler Tube Fireside Slagging or Fouling |  | 1170 | Second reheater
800 | Miscellaneous | Boiler | Boiler Tube Fireside Slagging or Fouling |  | 1170 | Second reheater
810 | Multi-boiler/Multi-turbine | Boiler | Boiler Tube Fireside Slagging or Fouling |  | 1170 | Second reheater
100 | Fossil-Steam | Boiler | Boiler Tube Fireside Slagging or Fouling |  | 1180 | Economizer
650 | Fluidized Bed | Boiler | Boiler Tube Fireside Slagging or Fouling |  | 1180 | Economizer
800 | Miscellaneous | Boiler | Boiler Tube Fireside Slagging or Fouling |  | 1180 | Economizer
810 | Multi-boiler/Multi-turbine | Boiler | Boiler Tube Fireside Slagging or Fouling |  | 1180 | Economizer
100 | Fossil-Steam | Boiler | Boiler Tube Fireside Slagging or Fouling |  | 1190 | Other tube slagging or fouling
650 | Fluidized Bed | Boiler | Boiler Tube Fireside Slagging or Fouling |  | 1190 | Other tube slagging or fouling
800 | Miscellaneous | Boiler | Boiler Tube Fireside Slagging or Fouling |  | 1190 | Other tube slagging or fouling
810 | Multi-boiler/Multi-turbine | Boiler | Boiler Tube Fireside Slagging or Fouling |  | 1190 | Other tube slagging or fouling
650 | Fluidized Bed | Boiler | Boiler Tube Fireside Slagging or Fouling |  | 1191 | Bed agglomeration (FBC only)
800 | Miscellaneous | Boiler | Boiler Tube Fireside Slagging or Fouling |  | 1191 | Bed agglomeration (FBC only)
810 | Multi-boiler/Multi-turbine | Boiler | Boiler Tube Fireside Slagging or Fouling |  | 1191 | Bed agglomeration (FBC only)
100 | Fossil-Steam | Boiler | Boiler Tube Fireside Slagging or Fouling |  | 1200 | Operation at reduced power to avoid slagging or fouling (use codes 1100 to 1190 to report power reductions for slag accumulation or slag removal)
650 | Fluidized Bed | Boiler | Boiler Tube Fireside Slagging or Fouling |  | 1200 | Operation at reduced power to avoid slagging or fouling (use codes 1100 to 1190 to report power reductions for slag accumulation or slag removal)
800 | Miscellaneous | Boiler | Boiler Tube Fireside Slagging or Fouling |  | 1200 | Operation at reduced power to avoid slagging or fouling (use codes 1100 to 1190 to report power reductions for slag accumulation or slag removal)
810 | Multi-boiler/Multi-turbine | Boiler | Boiler Tube Fireside Slagging or Fouling |  | 1200 | Operation at reduced power to avoid slagging or fouling (use codes 1100 to 1190 to report power reductions for slag accumulation or slag removal)
100 | Fossil-Steam | Boiler | Boiler Tube Fireside Slagging or Fouling |  | 1210 | Operation at reduced power to avoid slagging or fouling on waterwalls (Furnace walls) (use codes 1100-1190 to report power reductions for slag accumulation or slag removal)
100 | Fossil-Steam | Boiler | Miscellaneous Boiler Tube Problems |  | 1300 | Water side fouling
650 | Fluidized Bed | Boiler | Miscellaneous Boiler Tube Problems |  | 1300 | Water side fouling
800 | Miscellaneous | Boiler | Miscellaneous Boiler Tube Problems |  | 1300 | Water side fouling
810 | Multi-boiler/Multi-turbine | Boiler | Miscellaneous Boiler Tube Problems |  | 1300 | Water side fouling
850 | Combined Cycle Block | Heat Recovery Steam Generator (HRSG) | Miscellaneous HRSG Boiler Tube Problems |  | 1300 | Water side fouling
851 | CC GT units | Heat Recovery Steam Generator (HRSG) | Miscellaneous HRSG Boiler Tube Problems |  | 1300 | Water side fouling
852 | CC steam units | Heat Recovery Steam Generator (HRSG) | Miscellaneous HRSG Boiler Tube Problems |  | 1300 | Water side fouling
860 | Co-generator Block | Heat Recovery Steam Generator (HRSG) | Miscellaneous HRSG Boiler Tube Problems |  | 1300 | Water side fouling
861 | CoG GT units | Heat Recovery Steam Generator (HRSG) | Miscellaneous HRSG Boiler Tube Problems |  | 1300 | Water side fouling
862 | CoG steam units | Heat Recovery Steam Generator (HRSG) | Miscellaneous HRSG Boiler Tube Problems |  | 1300 | Water side fouling
100 | Fossil-Steam | Boiler | Miscellaneous Boiler Tube Problems |  | 1305 | Fireside cleaning (which requires a full outage) Use code 1200 for cleanings that cause deratings.
650 | Fluidized Bed | Boiler | Miscellaneous Boiler Tube Problems |  | 1305 | Fireside cleaning (which requires a full outage) Use code 1200 for cleanings that cause deratings.
800 | Miscellaneous | Boiler | Miscellaneous Boiler Tube Problems |  | 1305 | Fireside cleaning (which requires a full outage) Use code 1200 for cleanings that cause deratings.
810 | Multi-boiler/Multi-turbine | Boiler | Miscellaneous Boiler Tube Problems |  | 1305 | Fireside cleaning (which requires a full outage) Use code 1200 for cleanings that cause deratings.
850 | Combined Cycle Block | Heat Recovery Steam Generator (HRSG) | Miscellaneous HRSG Boiler Tube Problems |  | 1305 | Fireside cleaning (which requires a full outage) Use code 1200 for cleanings that cause deratings.
851 | CC GT units | Heat Recovery Steam Generator (HRSG) | Miscellaneous HRSG Boiler Tube Problems |  | 1305 | Fireside cleaning (which requires a full outage) Use code 1200 for cleanings that cause deratings.
852 | CC steam units | Heat Recovery Steam Generator (HRSG) | Miscellaneous HRSG Boiler Tube Problems |  | 1305 | Fireside cleaning (which requires a full outage) Use code 1200 for cleanings that cause deratings.
860 | Co-generator Block | Heat Recovery Steam Generator (HRSG) | Miscellaneous HRSG Boiler Tube Problems |  | 1305 | Fireside cleaning (which requires a full outage) Use code 1200 for cleanings that cause deratings.
861 | CoG GT units | Heat Recovery Steam Generator (HRSG) | Miscellaneous HRSG Boiler Tube Problems |  | 1305 | Fireside cleaning (which requires a full outage) Use code 1200 for cleanings that cause deratings.
862 | CoG steam units | Heat Recovery Steam Generator (HRSG) | Miscellaneous HRSG Boiler Tube Problems |  | 1305 | Fireside cleaning (which requires a full outage) Use code 1200 for cleanings that cause deratings.
100 | Fossil-Steam | Boiler | Miscellaneous Boiler Tube Problems |  | 1310 | Water side cleaning (acid cleaning)
650 | Fluidized Bed | Boiler | Miscellaneous Boiler Tube Problems |  | 1310 | Water side cleaning (acid cleaning)
800 | Miscellaneous | Boiler | Miscellaneous Boiler Tube Problems |  | 1310 | Water side cleaning (acid cleaning)
810 | Multi-boiler/Multi-turbine | Boiler | Miscellaneous Boiler Tube Problems |  | 1310 | Water side cleaning (acid cleaning)
850 | Combined Cycle Block | Heat Recovery Steam Generator (HRSG) | Miscellaneous HRSG Boiler Tube Problems |  | 1310 | Water side cleaning (acid cleaning)
851 | CC GT units | Heat Recovery Steam Generator (HRSG) | Miscellaneous HRSG Boiler Tube Problems |  | 1310 | Water side cleaning (acid cleaning)
852 | CC steam units | Heat Recovery Steam Generator (HRSG) | Miscellaneous HRSG Boiler Tube Problems |  | 1310 | Water side cleaning (acid cleaning)
860 | Co-generator Block | Heat Recovery Steam Generator (HRSG) | Miscellaneous HRSG Boiler Tube Problems |  | 1310 | Water side cleaning (acid cleaning)
861 | CoG GT units | Heat Recovery Steam Generator (HRSG) | Miscellaneous HRSG Boiler Tube Problems |  | 1310 | Water side cleaning (acid cleaning)
862 | CoG steam units | Heat Recovery Steam Generator (HRSG) | Miscellaneous HRSG Boiler Tube Problems |  | 1310 | Water side cleaning (acid cleaning)
100 | Fossil-Steam | Boiler | Miscellaneous Boiler Tube Problems |  | 1320 | Tube supports/attachments
650 | Fluidized Bed | Boiler | Miscellaneous Boiler Tube Problems |  | 1320 | Tube supports/attachments
800 | Miscellaneous | Boiler | Miscellaneous Boiler Tube Problems |  | 1320 | Tube supports/attachments
810 | Multi-boiler/Multi-turbine | Boiler | Miscellaneous Boiler Tube Problems |  | 1320 | Tube supports/attachments
850 | Combined Cycle Block | Heat Recovery Steam Generator (HRSG) | Miscellaneous HRSG Boiler Tube Problems |  | 1320 | Tube supports/attachments
851 | CC GT units | Heat Recovery Steam Generator (HRSG) | Miscellaneous HRSG Boiler Tube Problems |  | 1320 | Tube supports/attachments
852 | CC steam units | Heat Recovery Steam Generator (HRSG) | Miscellaneous HRSG Boiler Tube Problems |  | 1320 | Tube supports/attachments
860 | Co-generator Block | Heat Recovery Steam Generator (HRSG) | Miscellaneous HRSG Boiler Tube Problems |  | 1320 | Tube supports/attachments
861 | CoG GT units | Heat Recovery Steam Generator (HRSG) | Miscellaneous HRSG Boiler Tube Problems |  | 1320 | Tube supports/attachments
862 | CoG steam units | Heat Recovery Steam Generator (HRSG) | Miscellaneous HRSG Boiler Tube Problems |  | 1320 | Tube supports/attachments
100 | Fossil-Steam | Boiler | Miscellaneous Boiler Tube Problems |  | 1330 | Slag fall damage
650 | Fluidized Bed | Boiler | Miscellaneous Boiler Tube Problems |  | 1330 | Slag fall damage
800 | Miscellaneous | Boiler | Miscellaneous Boiler Tube Problems |  | 1330 | Slag fall damage
810 | Multi-boiler/Multi-turbine | Boiler | Miscellaneous Boiler Tube Problems |  | 1330 | Slag fall damage
850 | Combined Cycle Block | Heat Recovery Steam Generator (HRSG) | Miscellaneous HRSG Boiler Tube Problems |  | 1330 | Slag fall damage
851 | CC GT units | Heat Recovery Steam Generator (HRSG) | Miscellaneous HRSG Boiler Tube Problems |  | 1330 | Slag fall damage
852 | CC steam units | Heat Recovery Steam Generator (HRSG) | Miscellaneous HRSG Boiler Tube Problems |  | 1330 | Slag fall damage
860 | Co-generator Block | Heat Recovery Steam Generator (HRSG) | Miscellaneous HRSG Boiler Tube Problems |  | 1330 | Slag fall damage
861 | CoG GT units | Heat Recovery Steam Generator (HRSG) | Miscellaneous HRSG Boiler Tube Problems |  | 1330 | Slag fall damage
862 | CoG steam units | Heat Recovery Steam Generator (HRSG) | Miscellaneous HRSG Boiler Tube Problems |  | 1330 | Slag fall damage
100 | Fossil-Steam | Boiler | Miscellaneous Boiler Tube Problems |  | 1340 | Tube modifications (including addition and removal of tubes)
650 | Fluidized Bed | Boiler | Miscellaneous Boiler Tube Problems |  | 1340 | Tube modifications (including addition and removal of tubes)
800 | Miscellaneous | Boiler | Miscellaneous Boiler Tube Problems |  | 1340 | Tube modifications (including addition and removal of tubes)
810 | Multi-boiler/Multi-turbine | Boiler | Miscellaneous Boiler Tube Problems |  | 1340 | Tube modifications (including addition and removal of tubes)
850 | Combined Cycle Block | Heat Recovery Steam Generator (HRSG) | Miscellaneous HRSG Boiler Tube Problems |  | 1340 | Tube modifications (including addition and removal of tubes)
851 | CC GT units | Heat Recovery Steam Generator (HRSG) | Miscellaneous HRSG Boiler Tube Problems |  | 1340 | Tube modifications (including addition and removal of tubes)
852 | CC steam units | Heat Recovery Steam Generator (HRSG) | Miscellaneous HRSG Boiler Tube Problems |  | 1340 | Tube modifications (including addition and removal of tubes)
860 | Co-generator Block | Heat Recovery Steam Generator (HRSG) | Miscellaneous HRSG Boiler Tube Problems |  | 1340 | Tube modifications (including addition and removal of tubes)
861 | CoG GT units | Heat Recovery Steam Generator (HRSG) | Miscellaneous HRSG Boiler Tube Problems |  | 1340 | Tube modifications (including addition and removal of tubes)
862 | CoG steam units | Heat Recovery Steam Generator (HRSG) | Miscellaneous HRSG Boiler Tube Problems |  | 1340 | Tube modifications (including addition and removal of tubes)
100 | Fossil-Steam | Boiler | Miscellaneous Boiler Tube Problems |  | 1350 | Other miscellaneous boiler tube problems
650 | Fluidized Bed | Boiler | Miscellaneous Boiler Tube Problems |  | 1350 | Other miscellaneous boiler tube problems
800 | Miscellaneous | Boiler | Miscellaneous Boiler Tube Problems |  | 1350 | Other miscellaneous boiler tube problems
810 | Multi-boiler/Multi-turbine | Boiler | Miscellaneous Boiler Tube Problems |  | 1350 | Other miscellaneous boiler tube problems
850 | Combined Cycle Block | Heat Recovery Steam Generator (HRSG) | Miscellaneous HRSG Boiler Tube Problems |  | 1350 | Other miscellaneous boiler tube problems
851 | CC GT units | Heat Recovery Steam Generator (HRSG) | Miscellaneous HRSG Boiler Tube Problems |  | 1350 | Other miscellaneous boiler tube problems
852 | CC steam units | Heat Recovery Steam Generator (HRSG) | Miscellaneous HRSG Boiler Tube Problems |  | 1350 | Other miscellaneous boiler tube problems
860 | Co-generator Block | Heat Recovery Steam Generator (HRSG) | Miscellaneous HRSG Boiler Tube Problems |  | 1350 | Other miscellaneous boiler tube problems
861 | CoG GT units | Heat Recovery Steam Generator (HRSG) | Miscellaneous HRSG Boiler Tube Problems |  | 1350 | Other miscellaneous boiler tube problems
862 | CoG steam units | Heat Recovery Steam Generator (HRSG) | Miscellaneous HRSG Boiler Tube Problems |  | 1350 | Other miscellaneous boiler tube problems
100 | Fossil-Steam | Boiler | Miscellaneous Boiler Tube Problems |  | 1360 | Boiler drains system
650 | Fluidized Bed | Boiler | Miscellaneous Boiler Tube Problems |  | 1360 | Boiler drains system
800 | Miscellaneous | Boiler | Miscellaneous Boiler Tube Problems |  | 1360 | Boiler drains system
810 | Multi-boiler/Multi-turbine | Boiler | Miscellaneous Boiler Tube Problems |  | 1360 | Boiler drains system
850 | Combined Cycle Block | Heat Recovery Steam Generator (HRSG) | Miscellaneous HRSG Boiler Tube Problems |  | 1360 | Boiler drains system
851 | CC GT units | Heat Recovery Steam Generator (HRSG) | Miscellaneous HRSG Boiler Tube Problems |  | 1360 | Boiler drains system
852 | CC steam units | Heat Recovery Steam Generator (HRSG) | Miscellaneous HRSG Boiler Tube Problems |  | 1360 | Boiler drains system
860 | Co-generator Block | Heat Recovery Steam Generator (HRSG) | Miscellaneous HRSG Boiler Tube Problems |  | 1360 | Boiler drains system
861 | CoG GT units | Heat Recovery Steam Generator (HRSG) | Miscellaneous HRSG Boiler Tube Problems |  | 1360 | Boiler drains system
862 | CoG steam units | Heat Recovery Steam Generator (HRSG) | Miscellaneous HRSG Boiler Tube Problems |  | 1360 | Boiler drains system
100 | Fossil-Steam | Boiler | Boiler Air and Gas Systems | Air Supply | 1400 | Forced draft fans
650 | Fluidized Bed | Boiler | Boiler Air and Gas Systems | Air Supply | 1400 | Forced draft fans (see note)
800 | Miscellaneous | Boiler | Boiler Air and Gas Systems | Air Supply | 1400 | Forced draft fans
810 | Multi-boiler/Multi-turbine | Boiler | Boiler Air and Gas Systems | Air Supply | 1400 | Forced draft fans
850 | Combined Cycle Block | Heat Recovery Steam Generator (HRSG) | HRSG Boiler Air and Gas Systems | Air Supply | 1400 | Forced draft fans
851 | CC GT units | Heat Recovery Steam Generator (HRSG) | HRSG Boiler Air and Gas Systems | Air Supply | 1400 | Forced draft fans
852 | CC steam units | Heat Recovery Steam Generator (HRSG) | HRSG Boiler Air and Gas Systems | Air Supply | 1400 | Forced draft fans
860 | Co-generator Block | Heat Recovery Steam Generator (HRSG) | HRSG Boiler Air and Gas Systems | Air Supply | 1400 | Forced draft fans
861 | CoG GT units | Heat Recovery Steam Generator (HRSG) | HRSG Boiler Air and Gas Systems | Air Supply | 1400 | Forced draft fans
862 | CoG steam units | Heat Recovery Steam Generator (HRSG) | HRSG Boiler Air and Gas Systems | Air Supply | 1400 | Forced draft fans
100 | Fossil-Steam | Boiler | Boiler Air and Gas Systems | Air Supply | 1401 | Forced draft fan dampers
650 | Fluidized Bed | Boiler | Boiler Air and Gas Systems | Air Supply | 1401 | Forced draft fan dampers
800 | Miscellaneous | Boiler | Boiler Air and Gas Systems | Air Supply | 1401 | Forced draft fan dampers
810 | Multi-boiler/Multi-turbine | Boiler | Boiler Air and Gas Systems | Air Supply | 1401 | Forced draft fan dampers
850 | Combined Cycle Block | Heat Recovery Steam Generator (HRSG) | HRSG Boiler Air and Gas Systems | Air Supply | 1401 | Forced draft fan dampers
851 | CC GT units | Heat Recovery Steam Generator (HRSG) | HRSG Boiler Air and Gas Systems | Air Supply | 1401 | Forced draft fan dampers
852 | CC steam units | Heat Recovery Steam Generator (HRSG) | HRSG Boiler Air and Gas Systems | Air Supply | 1401 | Forced draft fan dampers
860 | Co-generator Block | Heat Recovery Steam Generator (HRSG) | HRSG Boiler Air and Gas Systems | Air Supply | 1401 | Forced draft fan dampers
861 | CoG GT units | Heat Recovery Steam Generator (HRSG) | HRSG Boiler Air and Gas Systems | Air Supply | 1401 | Forced draft fan dampers
862 | CoG steam units | Heat Recovery Steam Generator (HRSG) | HRSG Boiler Air and Gas Systems | Air Supply | 1401 | Forced draft fan dampers
100 | Fossil-Steam | Boiler | Boiler Air and Gas Systems | Air Supply | 1407 | Forced draft fan lubrication system
650 | Fluidized Bed | Boiler | Boiler Air and Gas Systems | Air Supply | 1407 | Forced draft fan lubrication system (see note)
800 | Miscellaneous | Boiler | Boiler Air and Gas Systems | Air Supply | 1407 | Forced draft fan lubrication system
810 | Multi-boiler/Multi-turbine | Boiler | Boiler Air and Gas Systems | Air Supply | 1407 | Forced draft fan lubrication system
850 | Combined Cycle Block | Heat Recovery Steam Generator (HRSG) | HRSG Boiler Air and Gas Systems | Air Supply | 1407 | Forced draft fan lubrication system
851 | CC GT units | Heat Recovery Steam Generator (HRSG) | HRSG Boiler Air and Gas Systems | Air Supply | 1407 | Forced draft fan lubrication system
852 | CC steam units | Heat Recovery Steam Generator (HRSG) | HRSG Boiler Air and Gas Systems | Air Supply | 1407 | Forced draft fan lubrication system
860 | Co-generator Block | Heat Recovery Steam Generator (HRSG) | HRSG Boiler Air and Gas Systems | Air Supply | 1407 | Forced draft fan lubrication system
861 | CoG GT units | Heat Recovery Steam Generator (HRSG) | HRSG Boiler Air and Gas Systems | Air Supply | 1407 | Forced draft fan lubrication system
862 | CoG steam units | Heat Recovery Steam Generator (HRSG) | HRSG Boiler Air and Gas Systems | Air Supply | 1407 | Forced draft fan lubrication system
100 | Fossil-Steam | Boiler | Boiler Air and Gas Systems | Air Supply | 1410 | Forced draft fan motors
650 | Fluidized Bed | Boiler | Boiler Air and Gas Systems | Air Supply | 1410 | Forced draft fan motors (see note)
800 | Miscellaneous | Boiler | Boiler Air and Gas Systems | Air Supply | 1410 | Forced draft fan motors
810 | Multi-boiler/Multi-turbine | Boiler | Boiler Air and Gas Systems | Air Supply | 1410 | Forced draft fan motors
850 | Combined Cycle Block | Heat Recovery Steam Generator (HRSG) | HRSG Boiler Air and Gas Systems | Air Supply | 1410 | Forced draft fan motors
851 | CC GT units | Heat Recovery Steam Generator (HRSG) | HRSG Boiler Air and Gas Systems | Air Supply | 1410 | Forced draft fan motors
852 | CC steam units | Heat Recovery Steam Generator (HRSG) | HRSG Boiler Air and Gas Systems | Air Supply | 1410 | Forced draft fan motors
860 | Co-generator Block | Heat Recovery Steam Generator (HRSG) | HRSG Boiler Air and Gas Systems | Air Supply | 1410 | Forced draft fan motors
861 | CoG GT units | Heat Recovery Steam Generator (HRSG) | HRSG Boiler Air and Gas Systems | Air Supply | 1410 | Forced draft fan motors
862 | CoG steam units | Heat Recovery Steam Generator (HRSG) | HRSG Boiler Air and Gas Systems | Air Supply | 1410 | Forced draft fan motors
100 | Fossil-Steam | Boiler | Boiler Air and Gas Systems | Air Supply | 1411 | Forced draft fan motors - variable speed
650 | Fluidized Bed | Boiler | Boiler Air and Gas Systems | Air Supply | 1411 | Forced draft fan motors - variable speed (see note)
800 | Miscellaneous | Boiler | Boiler Air and Gas Systems | Air Supply | 1411 | Forced draft fan motors - variable speed
810 | Multi-boiler/Multi-turbine | Boiler | Boiler Air and Gas Systems | Air Supply | 1411 | Forced draft fan motors - variable speed
850 | Combined Cycle Block | Heat Recovery Steam Generator (HRSG) | HRSG Boiler Air and Gas Systems | Air Supply | 1411 | Forced draft fan motors - variable speed
851 | CC GT units | Heat Recovery Steam Generator (HRSG) | HRSG Boiler Air and Gas Systems | Air Supply | 1411 | Forced draft fan motors - variable speed
852 | CC steam units | Heat Recovery Steam Generator (HRSG) | HRSG Boiler Air and Gas Systems | Air Supply | 1411 | Forced draft fan motors - variable speed
860 | Co-generator Block | Heat Recovery Steam Generator (HRSG) | HRSG Boiler Air and Gas Systems | Air Supply | 1411 | Forced draft fan motors - variable speed
861 | CoG GT units | Heat Recovery Steam Generator (HRSG) | HRSG Boiler Air and Gas Systems | Air Supply | 1411 | Forced draft fan motors - variable speed
862 | CoG steam units | Heat Recovery Steam Generator (HRSG) | HRSG Boiler Air and Gas Systems | Air Supply | 1411 | Forced draft fan motors - variable speed
100 | Fossil-Steam | Boiler | Boiler Air and Gas Systems | Air Supply | 1412 | Forced draft fan drives (other than motor)
650 | Fluidized Bed | Boiler | Boiler Air and Gas Systems | Air Supply | 1412 | Forced draft fan drives (other than motor) (see note)
800 | Miscellaneous | Boiler | Boiler Air and Gas Systems | Air Supply | 1412 | Forced draft fan drives (other than motor)
810 | Multi-boiler/Multi-turbine | Boiler | Boiler Air and Gas Systems | Air Supply | 1412 | Forced draft fan drives (other than motor)
850 | Combined Cycle Block | Heat Recovery Steam Generator (HRSG) | HRSG Boiler Air and Gas Systems | Air Supply | 1412 | Forced draft fan drives (other than motor)
851 | CC GT units | Heat Recovery Steam Generator (HRSG) | HRSG Boiler Air and Gas Systems | Air Supply | 1412 | Forced draft fan drives (other than motor)
852 | CC steam units | Heat Recovery Steam Generator (HRSG) | HRSG Boiler Air and Gas Systems | Air Supply | 1412 | Forced draft fan drives (other than motor)
860 | Co-generator Block | Heat Recovery Steam Generator (HRSG) | HRSG Boiler Air and Gas Systems | Air Supply | 1412 | Forced draft fan drives (other than motor)
861 | CoG GT units | Heat Recovery Steam Generator (HRSG) | HRSG Boiler Air and Gas Systems | Air Supply | 1412 | Forced draft fan drives (other than motor)
862 | CoG steam units | Heat Recovery Steam Generator (HRSG) | HRSG Boiler Air and Gas Systems | Air Supply | 1412 | Forced draft fan drives (other than motor)
100 | Fossil-Steam | Boiler | Boiler Air and Gas Systems | Air Supply | 1413 | Forced draft fan couplings
650 | Fluidized Bed | Boiler | Boiler Air and Gas Systems | Air Supply | 1413 | Forced draft fan couplings
800 | Miscellaneous | Boiler | Boiler Air and Gas Systems | Air Supply | 1413 | Forced draft fan couplings
810 | Multi-boiler/Multi-turbine | Boiler | Boiler Air and Gas Systems | Air Supply | 1413 | Forced draft fan couplings
100 | Fossil-Steam | Boiler | Boiler Air and Gas Systems | Air Supply | 1415 | Forced draft fan controls
650 | Fluidized Bed | Boiler | Boiler Air and Gas Systems | Air Supply | 1415 | Forced draft fan controls (see note)
800 | Miscellaneous | Boiler | Boiler Air and Gas Systems | Air Supply | 1415 | Forced draft fan controls
810 | Multi-boiler/Multi-turbine | Boiler | Boiler Air and Gas Systems | Air Supply | 1415 | Forced draft fan controls
850 | Combined Cycle Block | Heat Recovery Steam Generator (HRSG) | HRSG Boiler Air and Gas Systems | Air Supply | 1415 | Forced draft fan controls
851 | CC GT units | Heat Recovery Steam Generator (HRSG) | HRSG Boiler Air and Gas Systems | Air Supply | 1415 | Forced draft fan controls
852 | CC steam units | Heat Recovery Steam Generator (HRSG) | HRSG Boiler Air and Gas Systems | Air Supply | 1415 | Forced draft fan controls
860 | Co-generator Block | Heat Recovery Steam Generator (HRSG) | HRSG Boiler Air and Gas Systems | Air Supply | 1415 | Forced draft fan controls
861 | CoG GT units | Heat Recovery Steam Generator (HRSG) | HRSG Boiler Air and Gas Systems | Air Supply | 1415 | Forced draft fan controls
862 | CoG steam units | Heat Recovery Steam Generator (HRSG) | HRSG Boiler Air and Gas Systems | Air Supply | 1415 | Forced draft fan controls
100 | Fossil-Steam | Boiler | Boiler Air and Gas Systems | Air Supply | 1420 | Other forced draft fan problems
650 | Fluidized Bed | Boiler | Boiler Air and Gas Systems | Air Supply | 1420 | Other forced draft fan problems (see note)
800 | Miscellaneous | Boiler | Boiler Air and Gas Systems | Air Supply | 1420 | Other forced draft fan problems
810 | Multi-boiler/Multi-turbine | Boiler | Boiler Air and Gas Systems | Air Supply | 1420 | Other forced draft fan problems
850 | Combined Cycle Block | Heat Recovery Steam Generator (HRSG) | HRSG Boiler Air and Gas Systems | Air Supply | 1420 | Other forced draft fan problems
851 | CC GT units | Heat Recovery Steam Generator (HRSG) | HRSG Boiler Air and Gas Systems | Air Supply | 1420 | Other forced draft fan problems
852 | CC steam units | Heat Recovery Steam Generator (HRSG) | HRSG Boiler Air and Gas Systems | Air Supply | 1420 | Other forced draft fan problems
860 | Co-generator Block | Heat Recovery Steam Generator (HRSG) | HRSG Boiler Air and Gas Systems | Air Supply | 1420 | Other forced draft fan problems
861 | CoG GT units | Heat Recovery Steam Generator (HRSG) | HRSG Boiler Air and Gas Systems | Air Supply | 1420 | Other forced draft fan problems
862 | CoG steam units | Heat Recovery Steam Generator (HRSG) | HRSG Boiler Air and Gas Systems | Air Supply | 1420 | Other forced draft fan problems
100 | Fossil-Steam | Boiler | Boiler Air and Gas Systems | Air Supply | 1421 | Secondary air fans/blowers
650 | Fluidized Bed | Boiler | Boiler Air and Gas Systems | Air Supply | 1421 | Secondary air fans/blowers
800 | Miscellaneous | Boiler | Boiler Air and Gas Systems | Air Supply | 1421 | Secondary air fans/blowers
810 | Multi-boiler/Multi-turbine | Boiler | Boiler Air and Gas Systems | Air Supply | 1421 | Secondary air fans/blowers
100 | Fossil-Steam | Boiler | Boiler Air and Gas Systems | Air Supply | 1422 | Secondary air fan/blower motors - single speed
650 | Fluidized Bed | Boiler | Boiler Air and Gas Systems | Air Supply | 1422 | Secondary air fan/blower motors - single speed
800 | Miscellaneous | Boiler | Boiler Air and Gas Systems | Air Supply | 1422 | Secondary air fan/blower motors - single speed
810 | Multi-boiler/Multi-turbine | Boiler | Boiler Air and Gas Systems | Air Supply | 1422 | Secondary air fan/blower motors - single speed
100 | Fossil-Steam | Boiler | Boiler Air and Gas Systems | Air Supply | 1423 | Secondary air fan/blower motors - variable speed
650 | Fluidized Bed | Boiler | Boiler Air and Gas Systems | Air Supply | 1423 | Secondary air fan/blower motors - variable speed
800 | Miscellaneous | Boiler | Boiler Air and Gas Systems | Air Supply | 1423 | Secondary air fan/blower motors - variable speed
810 | Multi-boiler/Multi-turbine | Boiler | Boiler Air and Gas Systems | Air Supply | 1423 | Secondary air fan/blower motors - variable speed
100 | Fossil-Steam | Boiler | Boiler Air and Gas Systems | Air Supply | 1424 | Secondary air fan/blower controls
650 | Fluidized Bed | Boiler | Boiler Air and Gas Systems | Air Supply | 1424 | Secondary air fan/blower controls
800 | Miscellaneous | Boiler | Boiler Air and Gas Systems | Air Supply | 1424 | Secondary air fan/blower controls
810 | Multi-boiler/Multi-turbine | Boiler | Boiler Air and Gas Systems | Air Supply | 1424 | Secondary air fan/blower controls
100 | Fossil-Steam | Boiler | Boiler Air and Gas Systems | Air Supply | 1430 | Air supply ducts from FD fan
650 | Fluidized Bed | Boiler | Boiler Air and Gas Systems | Air Supply | 1430 | Air supply ducts from FD fan
800 | Miscellaneous | Boiler | Boiler Air and Gas Systems | Air Supply | 1430 | Air supply ducts from FD fan
810 | Multi-boiler/Multi-turbine | Boiler | Boiler Air and Gas Systems | Air Supply | 1430 | Air supply ducts from FD fan
850 | Combined Cycle Block | Heat Recovery Steam Generator (HRSG) | HRSG Boiler Air and Gas Systems | Air Supply | 1430 | Air supply ducts from FD fan
860 | Co-generator Block | Heat Recovery Steam Generator (HRSG) | HRSG Boiler Air and Gas Systems | Air Supply | 1430 | Air supply ducts from FD fan
100 | Fossil-Steam | Boiler | Boiler Air and Gas Systems | Air Supply | 1431 | Air supply dampers from FD fan
650 | Fluidized Bed | Boiler | Boiler Air and Gas Systems | Air Supply | 1431 | Air supply dampers from FD fan
810 | Multi-boiler/Multi-turbine | Boiler | Boiler Air and Gas Systems | Air Supply | 1431 | Air supply dampers from FD fan
850 | Combined Cycle Block | Heat Recovery Steam Generator (HRSG) | HRSG Boiler Air and Gas Systems | Air Supply | 1431 | Air supply dampers from FD fan
860 | Co-generator Block | Heat Recovery Steam Generator (HRSG) | HRSG Boiler Air and Gas Systems | Air Supply | 1431 | Air supply dampers from FD fan
100 | Fossil-Steam | Boiler | Boiler Air and Gas Systems | Air Supply | 1432 | Air supply duct expansion joints
650 | Fluidized Bed | Boiler | Boiler Air and Gas Systems | Air Supply | 1432 | Air supply duct expansion joints
800 | Miscellaneous | Boiler | Boiler Air and Gas Systems | Air Supply | 1432 | Air supply duct expansion joints
810 | Multi-boiler/Multi-turbine | Boiler | Boiler Air and Gas Systems | Air Supply | 1432 | Air supply duct expansion joints
850 | Combined Cycle Block | Heat Recovery Steam Generator (HRSG) | HRSG Boiler Air and Gas Systems | Air Supply | 1432 | Air supply duct expansion joints
860 | Co-generator Block | Heat Recovery Steam Generator (HRSG) | HRSG Boiler Air and Gas Systems | Air Supply | 1432 | Air supply duct expansion joints
100 | Fossil-Steam | Boiler | Boiler Air and Gas Systems | Air Supply | 1440 | Air supply dampers
650 | Fluidized Bed | Boiler | Boiler Air and Gas Systems | Air Supply | 1440 | Air supply dampers
800 | Miscellaneous | Boiler | Boiler Air and Gas Systems | Air Supply | 1440 | Air supply dampers
810 | Multi-boiler/Multi-turbine | Boiler | Boiler Air and Gas Systems | Air Supply | 1440 | Air supply dampers
850 | Combined Cycle Block | Heat Recovery Steam Generator (HRSG) | HRSG Boiler Air and Gas Systems | Air Supply | 1440 | Air supply dampers
860 | Co-generator Block | Heat Recovery Steam Generator (HRSG) | HRSG Boiler Air and Gas Systems | Air Supply | 1440 | Air supply dampers
100 | Fossil-Steam | Boiler | Boiler Air and Gas Systems | Air Supply | 1450 | Other air supply problems
650 | Fluidized Bed | Boiler | Boiler Air and Gas Systems | Air Supply | 1450 | Other air supply problems
800 | Miscellaneous | Boiler | Boiler Air and Gas Systems | Air Supply | 1450 | Other air supply problems
810 | Multi-boiler/Multi-turbine | Boiler | Boiler Air and Gas Systems | Air Supply | 1450 | Other air supply problems
850 | Combined Cycle Block | Heat Recovery Steam Generator (HRSG) | HRSG Boiler Air and Gas Systems | Air Supply | 1450 | Other air supply problems
860 | Co-generator Block | Heat Recovery Steam Generator (HRSG) | HRSG Boiler Air and Gas Systems | Air Supply | 1450 | Other air supply problems
650 | Fluidized Bed | Boiler | Boiler Air and Gas Systems | Air Supply | 1451 | Fluidized Air Fan (FBC Only)
800 | Miscellaneous | Boiler | Boiler Air and Gas Systems | Air Supply | 1451 | Fluidized Air Fan (FBC Only)
810 | Multi-boiler/Multi-turbine | Boiler | Boiler Air and Gas Systems | Air Supply | 1451 | Fluidized Air Fan (FBC Only)
100 | Fossil-Steam | Boiler | Boiler Air and Gas Systems | Flue Gas | 1455 | Induced draft fans
650 | Fluidized Bed | Boiler | Boiler Air and Gas Systems | Flue Gas | 1455 | Induced draft fans
800 | Miscellaneous | Boiler | Boiler Air and Gas Systems | Flue Gas | 1455 | Induced draft fans
810 | Multi-boiler/Multi-turbine | Boiler | Boiler Air and Gas Systems | Flue Gas | 1455 | Induced draft fans
100 | Fossil-Steam | Boiler | Boiler Air and Gas Systems | Flue Gas | 1456 | Induced draft fan dampers
650 | Fluidized Bed | Boiler | Boiler Air and Gas Systems | Flue Gas | 1456 | Induced draft fan dampers
800 | Miscellaneous | Boiler | Boiler Air and Gas Systems | Flue Gas | 1456 | Induced draft fan dampers
810 | Multi-boiler/Multi-turbine | Boiler | Boiler Air and Gas Systems | Flue Gas | 1456 | Induced draft fan dampers
850 | Combined Cycle Block | Heat Recovery Steam Generator (HRSG) | HRSG Boiler Air and Gas Systems | Air Supply | 1456 | Induced draft fan dampers
851 | CC GT units | Heat Recovery Steam Generator (HRSG) | HRSG Boiler Air and Gas Systems | Air Supply | 1456 | Induced draft fan dampers
852 | CC steam units | Heat Recovery Steam Generator (HRSG) | HRSG Boiler Air and Gas Systems | Air Supply | 1456 | Induced draft fan dampers
860 | Co-generator Block | Heat Recovery Steam Generator (HRSG) | HRSG Boiler Air and Gas Systems | Air Supply | 1456 | Induced draft fan dampers
861 | CoG GT units | Heat Recovery Steam Generator (HRSG) | HRSG Boiler Air and Gas Systems | Air Supply | 1456 | Induced draft fan dampers
862 | CoG steam units | Heat Recovery Steam Generator (HRSG) | HRSG Boiler Air and Gas Systems | Air Supply | 1456 | Induced draft fan dampers
100 | Fossil-Steam | Boiler | Boiler Air and Gas Systems | Flue Gas | 1457 | Induced draft fan lubrication systems
650 | Fluidized Bed | Boiler | Boiler Air and Gas Systems | Flue Gas | 1457 | Induced draft fan lubrication systems
800 | Miscellaneous | Boiler | Boiler Air and Gas Systems | Flue Gas | 1457 | Induced draft fan lubrication systems
810 | Multi-boiler/Multi-turbine | Boiler | Boiler Air and Gas Systems | Flue Gas | 1457 | Induced draft fan lubrication systems
100 | Fossil-Steam | Boiler | Boiler Air and Gas Systems | Flue Gas | 1460 | Induced draft fan fouling
650 | Fluidized Bed | Boiler | Boiler Air and Gas Systems | Flue Gas | 1460 | Induced draft fan fouling
800 | Miscellaneous | Boiler | Boiler Air and Gas Systems | Flue Gas | 1460 | Induced draft fan fouling
810 | Multi-boiler/Multi-turbine | Boiler | Boiler Air and Gas Systems | Flue Gas | 1460 | Induced draft fan fouling
100 | Fossil-Steam | Boiler | Boiler Air and Gas Systems | Flue Gas | 1470 | Induced draft fan motors and drives
650 | Fluidized Bed | Boiler | Boiler Air and Gas Systems | Flue Gas | 1470 | Induced draft fan motors and drives
800 | Miscellaneous | Boiler | Boiler Air and Gas Systems | Flue Gas | 1470 | Induced draft fan motors and drives
810 | Multi-boiler/Multi-turbine | Boiler | Boiler Air and Gas Systems | Flue Gas | 1470 | Induced draft fan motors and drives
100 | Fossil-Steam | Boiler | Boiler Air and Gas Systems | Flue Gas | 1471 | Induced draft fan motors - variable speed
650 | Fluidized Bed | Boiler | Boiler Air and Gas Systems | Flue Gas | 1471 | Induced draft fan motors - variable speed
800 | Miscellaneous | Boiler | Boiler Air and Gas Systems | Flue Gas | 1471 | Induced draft fan motors - variable speed
810 | Multi-boiler/Multi-turbine | Boiler | Boiler Air and Gas Systems | Flue Gas | 1471 | Induced draft fan motors - variable speed
100 | Fossil-Steam | Boiler | Boiler Air and Gas Systems | Flue Gas | 1472 | Inducted draft fan coupling
650 | Fluidized Bed | Boiler | Boiler Air and Gas Systems | Flue Gas | 1472 | Inducted draft fan coupling
800 | Miscellaneous | Boiler | Boiler Air and Gas Systems | Flue Gas | 1472 | Inducted draft fan coupling
810 | Multi-boiler/Multi-turbine | Boiler | Boiler Air and Gas Systems | Flue Gas | 1472 | Inducted draft fan coupling
100 | Fossil-Steam | Boiler | Boiler Air and Gas Systems | Flue Gas | 1475 | Induced draft fan controls
650 | Fluidized Bed | Boiler | Boiler Air and Gas Systems | Flue Gas | 1475 | Induced draft fan controls
800 | Miscellaneous | Boiler | Boiler Air and Gas Systems | Flue Gas | 1475 | Induced draft fan controls
810 | Multi-boiler/Multi-turbine | Boiler | Boiler Air and Gas Systems | Flue Gas | 1475 | Induced draft fan controls
100 | Fossil-Steam | Boiler | Boiler Air and Gas Systems | Flue Gas | 1476 | Induced draft fan speed changer
650 | Fluidized Bed | Boiler | Boiler Air and Gas Systems | Flue Gas | 1476 | Induced draft fan speed changer
800 | Miscellaneous | Boiler | Boiler Air and Gas Systems | Flue Gas | 1476 | Induced draft fan speed changer
810 | Multi-boiler/Multi-turbine | Boiler | Boiler Air and Gas Systems | Flue Gas | 1476 | Induced draft fan speed changer
100 | Fossil-Steam | Boiler | Boiler Air and Gas Systems | Flue Gas | 1480 | Other induced draft fan problems
650 | Fluidized Bed | Boiler | Boiler Air and Gas Systems | Flue Gas | 1480 | Other induced draft fan problems
800 | Miscellaneous | Boiler | Boiler Air and Gas Systems | Flue Gas | 1480 | Other induced draft fan problems
810 | Multi-boiler/Multi-turbine | Boiler | Boiler Air and Gas Systems | Flue Gas | 1480 | Other induced draft fan problems
100 | Fossil-Steam | Boiler | Boiler Air and Gas Systems | Flue Gas | 1487 | Air heater (tubular)
650 | Fluidized Bed | Boiler | Boiler Air and Gas Systems | Flue Gas | 1487 | Air heater (tubular)
800 | Miscellaneous | Boiler | Boiler Air and Gas Systems | Flue Gas | 1487 | Air heater (tubular)
810 | Multi-boiler/Multi-turbine | Boiler | Boiler Air and Gas Systems | Flue Gas | 1487 | Air heater (tubular)
100 | Fossil-Steam | Boiler | Boiler Air and Gas Systems | Flue Gas | 1488 | Air heater (regenerative)
650 | Fluidized Bed | Boiler | Boiler Air and Gas Systems | Flue Gas | 1488 | Air heater (regenerative)
800 | Miscellaneous | Boiler | Boiler Air and Gas Systems | Flue Gas | 1488 | Air heater (regenerative)
810 | Multi-boiler/Multi-turbine | Boiler | Boiler Air and Gas Systems | Flue Gas | 1488 | Air heater (regenerative)
100 | Fossil-Steam | Boiler | Boiler Air and Gas Systems | Flue Gas | 1489 | Air heater (heat pipe, plate-type)
650 | Fluidized Bed | Boiler | Boiler Air and Gas Systems | Flue Gas | 1489 | Air heater (heat pipe, plate-type)
800 | Miscellaneous | Boiler | Boiler Air and Gas Systems | Flue Gas | 1489 | Air heater (heat pipe, plate-type)
810 | Multi-boiler/Multi-turbine | Boiler | Boiler Air and Gas Systems | Flue Gas | 1489 | Air heater (heat pipe, plate-type)
100 | Fossil-Steam | Boiler | Boiler Air and Gas Systems | Flue Gas | 1492 | Air heater fouling (tubular)
650 | Fluidized Bed | Boiler | Boiler Air and Gas Systems | Flue Gas | 1492 | Air heater fouling (tubular)
800 | Miscellaneous | Boiler | Boiler Air and Gas Systems | Flue Gas | 1492 | Air heater fouling (tubular)
810 | Multi-boiler/Multi-turbine | Boiler | Boiler Air and Gas Systems | Flue Gas | 1492 | Air heater fouling (tubular)
100 | Fossil-Steam | Boiler | Boiler Air and Gas Systems | Flue Gas | 1493 | Air heater fouling (regenerative)
650 | Fluidized Bed | Boiler | Boiler Air and Gas Systems | Flue Gas | 1493 | Air heater fouling (regenerative)
800 | Miscellaneous | Boiler | Boiler Air and Gas Systems | Flue Gas | 1493 | Air heater fouling (regenerative)
810 | Multi-boiler/Multi-turbine | Boiler | Boiler Air and Gas Systems | Flue Gas | 1493 | Air heater fouling (regenerative)
100 | Fossil-Steam | Boiler | Boiler Air and Gas Systems | Flue Gas | 1495 | Other air heater fouling (heat pipe, plate-type)
650 | Fluidized Bed | Boiler | Boiler Air and Gas Systems | Flue Gas | 1495 | Other air heater fouling (heat pipe, plate-type)
800 | Miscellaneous | Boiler | Boiler Air and Gas Systems | Flue Gas | 1495 | Other air heater fouling (heat pipe, plate-type)
810 | Multi-boiler/Multi-turbine | Boiler | Boiler Air and Gas Systems | Flue Gas | 1495 | Other air heater fouling (heat pipe, plate-type)
100 | Fossil-Steam | Boiler | Boiler Air and Gas Systems | Flue Gas | 1500 | Air heater soot blowers
650 | Fluidized Bed | Boiler | Boiler Air and Gas Systems | Flue Gas | 1500 | Air heater soot blowers
800 | Miscellaneous | Boiler | Boiler Air and Gas Systems | Flue Gas | 1500 | Air heater soot blowers
810 | Multi-boiler/Multi-turbine | Boiler | Boiler Air and Gas Systems | Flue Gas | 1500 | Air heater soot blowers
100 | Fossil-Steam | Boiler | Boiler Air and Gas Systems | Flue Gas | 1510 | Flue gas ducts (except recirculation)
650 | Fluidized Bed | Boiler | Boiler Air and Gas Systems | Flue Gas | 1510 | Flue gas ducts (except recirculation)
800 | Miscellaneous | Boiler | Boiler Air and Gas Systems | Flue Gas | 1510 | Flue gas ducts (except recirculation)
810 | Multi-boiler/Multi-turbine | Boiler | Boiler Air and Gas Systems | Flue Gas | 1510 | Flue gas ducts (except recirculation)
100 | Fossil-Steam | Boiler | Boiler Air and Gas Systems | Flue Gas | 1512 | Flue gas expansion joints
650 | Fluidized Bed | Boiler | Boiler Air and Gas Systems | Flue Gas | 1512 | Flue gas expansion joints
800 | Miscellaneous | Boiler | Boiler Air and Gas Systems | Flue Gas | 1512 | Flue gas expansion joints
810 | Multi-boiler/Multi-turbine | Boiler | Boiler Air and Gas Systems | Flue Gas | 1512 | Flue gas expansion joints
100 | Fossil-Steam | Boiler | Boiler Air and Gas Systems | Flue Gas | 1520 | Flue gas dampers (except recirculation)
650 | Fluidized Bed | Boiler | Boiler Air and Gas Systems | Flue Gas | 1520 | Flue gas dampers (except recirculation)
800 | Miscellaneous | Boiler | Boiler Air and Gas Systems | Flue Gas | 1520 | Flue gas dampers (except recirculation)
810 | Multi-boiler/Multi-turbine | Boiler | Boiler Air and Gas Systems | Flue Gas | 1520 | Flue gas dampers (except recirculation)
100 | Fossil-Steam | Boiler | Boiler Air and Gas Systems | Flue Gas | 1530 | Other flue gas problems
650 | Fluidized Bed | Boiler | Boiler Air and Gas Systems | Flue Gas | 1530 | Other flue gas problems
800 | Miscellaneous | Boiler | Boiler Air and Gas Systems | Flue Gas | 1530 | Other flue gas problems
810 | Multi-boiler/Multi-turbine | Boiler | Boiler Air and Gas Systems | Flue Gas | 1530 | Other flue gas problems
100 | Fossil-Steam | Boiler | Boiler Air and Gas Systems | Flue Gas Recirculation | 1535 | Flue gas recirculating fan
650 | Fluidized Bed | Boiler | Boiler Air and Gas Systems | Flue Gas Recirculation | 1535 | Flue gas recirculating fan
800 | Miscellaneous | Boiler | Boiler Air and Gas Systems | Flue Gas Recirculation | 1535 | Flue gas recirculating fan
810 | Multi-boiler/Multi-turbine | Boiler | Boiler Air and Gas Systems | Flue Gas Recirculation | 1535 | Flue gas recirculating fan
100 | Fossil-Steam | Boiler | Boiler Air and Gas Systems | Flue Gas Recirculation | 1536 | Flue gas recirculating fan dampers
650 | Fluidized Bed | Boiler | Boiler Air and Gas Systems | Flue Gas Recirculation | 1536 | Flue gas recirculating fan dampers
800 | Miscellaneous | Boiler | Boiler Air and Gas Systems | Flue Gas Recirculation | 1536 | Flue gas recirculating fan dampers
810 | Multi-boiler/Multi-turbine | Boiler | Boiler Air and Gas Systems | Flue Gas Recirculation | 1536 | Flue gas recirculating fan dampers
850 | Combined Cycle Block | Heat Recovery Steam Generator (HRSG) | HRSG Boiler Air and Gas Systems | Air Supply | 1536 | Flue gas recirculating fan dampers
860 | Co-generator Block | Heat Recovery Steam Generator (HRSG) | HRSG Boiler Air and Gas Systems | Air Supply | 1536 | Flue gas recirculating fan dampers
100 | Fossil-Steam | Boiler | Boiler Air and Gas Systems | Flue Gas Recirculation | 1537 | Flue gas recirculating fan lubrication systems
650 | Fluidized Bed | Boiler | Boiler Air and Gas Systems | Flue Gas Recirculation | 1537 | Flue gas recirculating fan lubrication systems
800 | Miscellaneous | Boiler | Boiler Air and Gas Systems | Flue Gas Recirculation | 1537 | Flue gas recirculating fan lubrication systems
810 | Multi-boiler/Multi-turbine | Boiler | Boiler Air and Gas Systems | Flue Gas Recirculation | 1537 | Flue gas recirculating fan lubrication systems
100 | Fossil-Steam | Boiler | Boiler Air and Gas Systems | Flue Gas Recirculation | 1540 | Flue gas recirculation fan fouling
650 | Fluidized Bed | Boiler | Boiler Air and Gas Systems | Flue Gas Recirculation | 1540 | Flue gas recirculation fan fouling
800 | Miscellaneous | Boiler | Boiler Air and Gas Systems | Flue Gas Recirculation | 1540 | Flue gas recirculation fan fouling
810 | Multi-boiler/Multi-turbine | Boiler | Boiler Air and Gas Systems | Flue Gas Recirculation | 1540 | Flue gas recirculation fan fouling
100 | Fossil-Steam | Boiler | Boiler Air and Gas Systems | Flue Gas Recirculation | 1550 | Flue gas recirculation fan motors
650 | Fluidized Bed | Boiler | Boiler Air and Gas Systems | Flue Gas Recirculation | 1550 | Flue gas recirculation fan motors
800 | Miscellaneous | Boiler | Boiler Air and Gas Systems | Flue Gas Recirculation | 1550 | Flue gas recirculation fan motors
810 | Multi-boiler/Multi-turbine | Boiler | Boiler Air and Gas Systems | Flue Gas Recirculation | 1550 | Flue gas recirculation fan motors
100 | Fossil-Steam | Boiler | Boiler Air and Gas Systems | Flue Gas Recirculation | 1555 | Flue gas recirculation fan controls
650 | Fluidized Bed | Boiler | Boiler Air and Gas Systems | Flue Gas Recirculation | 1555 | Flue gas recirculation fan controls
800 | Miscellaneous | Boiler | Boiler Air and Gas Systems | Flue Gas Recirculation | 1555 | Flue gas recirculation fan controls
810 | Multi-boiler/Multi-turbine | Boiler | Boiler Air and Gas Systems | Flue Gas Recirculation | 1555 | Flue gas recirculation fan controls
100 | Fossil-Steam | Boiler | Boiler Air and Gas Systems | Flue Gas Recirculation | 1560 | Other flue gas recirculation fan problems
650 | Fluidized Bed | Boiler | Boiler Air and Gas Systems | Flue Gas Recirculation | 1560 | Other flue gas recirculation fan problems
800 | Miscellaneous | Boiler | Boiler Air and Gas Systems | Flue Gas Recirculation | 1560 | Other flue gas recirculation fan problems
810 | Multi-boiler/Multi-turbine | Boiler | Boiler Air and Gas Systems | Flue Gas Recirculation | 1560 | Other flue gas recirculation fan problems
100 | Fossil-Steam | Boiler | Boiler Air and Gas Systems | Flue Gas Recirculation | 1570 | Flue gas recirculation ducts
650 | Fluidized Bed | Boiler | Boiler Air and Gas Systems | Flue Gas Recirculation | 1570 | Flue gas recirculation ducts
800 | Miscellaneous | Boiler | Boiler Air and Gas Systems | Flue Gas Recirculation | 1570 | Flue gas recirculation ducts
810 | Multi-boiler/Multi-turbine | Boiler | Boiler Air and Gas Systems | Flue Gas Recirculation | 1570 | Flue gas recirculation ducts
100 | Fossil-Steam | Boiler | Boiler Air and Gas Systems | Flue Gas Recirculation | 1572 | Flue gas recirculation duct expansion joints
650 | Fluidized Bed | Boiler | Boiler Air and Gas Systems | Flue Gas Recirculation | 1572 | Flue gas recirculation duct expansion joints
800 | Miscellaneous | Boiler | Boiler Air and Gas Systems | Flue Gas Recirculation | 1572 | Flue gas recirculation duct expansion joints
810 | Multi-boiler/Multi-turbine | Boiler | Boiler Air and Gas Systems | Flue Gas Recirculation | 1572 | Flue gas recirculation duct expansion joints
100 | Fossil-Steam | Boiler | Boiler Air and Gas Systems | Flue Gas Recirculation | 1580 | Flue gas recirculation dampers
650 | Fluidized Bed | Boiler | Boiler Air and Gas Systems | Flue Gas Recirculation | 1580 | Flue gas recirculation dampers
800 | Miscellaneous | Boiler | Boiler Air and Gas Systems | Flue Gas Recirculation | 1580 | Flue gas recirculation dampers
810 | Multi-boiler/Multi-turbine | Boiler | Boiler Air and Gas Systems | Flue Gas Recirculation | 1580 | Flue gas recirculation dampers
100 | Fossil-Steam | Boiler | Boiler Air and Gas Systems | Miscellaneous (Boiler Air and Gas Systems) | 1590 | Stacks (use code 8430 for stack problems due to pollution control equipment)
650 | Fluidized Bed | Boiler | Boiler Air and Gas Systems | Miscellaneous (Boiler Air and Gas Systems) | 1590 | Stacks (use code 8430 for stack problems due to pollution control equipment)
800 | Miscellaneous | Boiler | Boiler Air and Gas Systems | Miscellaneous (Boiler Air and Gas Systems) | 1590 | Stacks (use code 8430 for stack problems due to pollution control equipment)
810 | Multi-boiler/Multi-turbine | Boiler | Boiler Air and Gas Systems | Miscellaneous (Boiler Air and Gas Systems) | 1590 | Stacks (use code 8430 for stack problems due to pollution control equipment)
850 | Combined Cycle Block | Heat Recovery Steam Generator (HRSG) | HRSG Boiler Air and Gas Systems | Miscellaneous (Boiler Air and Gas Systems) | 1590 | Stacks (use code 8430 for stack problems due to pollution control equipment)
851 | CC GT units | Heat Recovery Steam Generator (HRSG) | HRSG Boiler Air and Gas Systems | Miscellaneous (Boiler Air and Gas Systems) | 1590 | Stacks (use code 8430 for stack problems due to pollution control equipment)
852 | CC steam units | Heat Recovery Steam Generator (HRSG) | HRSG Boiler Air and Gas Systems | Miscellaneous (Boiler Air and Gas Systems) | 1590 | Stacks (use code 8430 for stack problems due to pollution control equipment)
860 | Co-generator Block | Heat Recovery Steam Generator (HRSG) | HRSG Boiler Air and Gas Systems | Miscellaneous (Boiler Air and Gas Systems) | 1590 | Stacks (use code 8430 for stack problems due to pollution control equipment)
861 | CoG GT units | Heat Recovery Steam Generator (HRSG) | HRSG Boiler Air and Gas Systems | Miscellaneous (Boiler Air and Gas Systems) | 1590 | Stacks (use code 8430 for stack problems due to pollution control equipment)
862 | CoG steam units | Heat Recovery Steam Generator (HRSG) | HRSG Boiler Air and Gas Systems | Miscellaneous (Boiler Air and Gas Systems) | 1590 | Stacks (use code 8430 for stack problems due to pollution control equipment)
100 | Fossil-Steam | Boiler | Boiler Air and Gas Systems | Miscellaneous (Boiler Air and Gas Systems) | 1591 | Stack damper and linkage
650 | Fluidized Bed | Boiler | Boiler Air and Gas Systems | Miscellaneous (Boiler Air and Gas Systems) | 1591 | Stack damper and linkage
800 | Miscellaneous | Boiler | Boiler Air and Gas Systems | Miscellaneous (Boiler Air and Gas Systems) | 1591 | Stack damper and linkage
850 | Combined Cycle Block | Heat Recovery Steam Generator (HRSG) | HRSG Boiler Air and Gas Systems | Miscellaneous (Boiler Air and Gas Systems) | 1591 | Stack damper and linkage
851 | CC GT units | Heat Recovery Steam Generator (HRSG) | HRSG Boiler Air and Gas Systems | Miscellaneous (Boiler Air and Gas Systems) | 1591 | Stack damper and linkage
852 | CC steam units | Heat Recovery Steam Generator (HRSG) | HRSG Boiler Air and Gas Systems | Miscellaneous (Boiler Air and Gas Systems) | 1591 | Stack damper and linkage
860 | Co-generator Block | Heat Recovery Steam Generator (HRSG) | HRSG Boiler Air and Gas Systems | Miscellaneous (Boiler Air and Gas Systems) | 1591 | Stack damper and linkage
861 | CoG GT units | Heat Recovery Steam Generator (HRSG) | HRSG Boiler Air and Gas Systems | Miscellaneous (Boiler Air and Gas Systems) | 1591 | Stack damper and linkage
862 | CoG steam units | Heat Recovery Steam Generator (HRSG) | HRSG Boiler Air and Gas Systems | Miscellaneous (Boiler Air and Gas Systems) | 1591 | Stack damper and linkage
100 | Fossil-Steam | Boiler | Boiler Air and Gas Systems | Miscellaneous (Boiler Air and Gas Systems) | 1592 | Stack damper linkage motors
650 | Fluidized Bed | Boiler | Boiler Air and Gas Systems | Miscellaneous (Boiler Air and Gas Systems) | 1592 | Stack damper linkage motors
800 | Miscellaneous | Boiler | Boiler Air and Gas Systems | Miscellaneous (Boiler Air and Gas Systems) | 1592 | Stack damper linkage motors
850 | Combined Cycle Block | Heat Recovery Steam Generator (HRSG) | HRSG Boiler Air and Gas Systems | Miscellaneous (Boiler Air and Gas Systems) | 1592 | Stack damper linkage motors
851 | CC GT units | Heat Recovery Steam Generator (HRSG) | HRSG Boiler Air and Gas Systems | Miscellaneous (Boiler Air and Gas Systems) | 1592 | Stack damper linkage motors
852 | CC steam units | Heat Recovery Steam Generator (HRSG) | HRSG Boiler Air and Gas Systems | Miscellaneous (Boiler Air and Gas Systems) | 1592 | Stack damper linkage motors
860 | Co-generator Block | Heat Recovery Steam Generator (HRSG) | HRSG Boiler Air and Gas Systems | Miscellaneous (Boiler Air and Gas Systems) | 1592 | Stack damper linkage motors
861 | CoG GT units | Heat Recovery Steam Generator (HRSG) | HRSG Boiler Air and Gas Systems | Miscellaneous (Boiler Air and Gas Systems) | 1592 | Stack damper linkage motors
862 | CoG steam units | Heat Recovery Steam Generator (HRSG) | HRSG Boiler Air and Gas Systems | Miscellaneous (Boiler Air and Gas Systems) | 1592 | Stack damper linkage motors
100 | Fossil-Steam | Boiler | Boiler Air and Gas Systems | Miscellaneous (Boiler Air and Gas Systems) | 1599 | Other miscellaneous boiler air and gas system problems
650 | Fluidized Bed | Boiler | Boiler Air and Gas Systems | Miscellaneous (Boiler Air and Gas Systems) | 1599 | Other miscellaneous boiler air and gas system problems
800 | Miscellaneous | Boiler | Boiler Air and Gas Systems | Miscellaneous (Boiler Air and Gas Systems) | 1599 | Other miscellaneous boiler air and gas system problems
810 | Multi-boiler/Multi-turbine | Boiler | Boiler Air and Gas Systems | Miscellaneous (Boiler Air and Gas Systems) | 1599 | Other miscellaneous boiler air and gas system problems
850 | Combined Cycle Block | Heat Recovery Steam Generator (HRSG) | HRSG Boiler Air and Gas Systems | Miscellaneous (Boiler Air and Gas Systems) | 1599 | Other miscellaneous boiler air and gas system problems
851 | CC GT units | Heat Recovery Steam Generator (HRSG) | HRSG Boiler Air and Gas Systems | Miscellaneous (Boiler Air and Gas Systems) | 1599 | Other miscellaneous boiler air and gas system problems
852 | CC steam units | Heat Recovery Steam Generator (HRSG) | HRSG Boiler Air and Gas Systems | Miscellaneous (Boiler Air and Gas Systems) | 1599 | Other miscellaneous boiler air and gas system problems
860 | Co-generator Block | Heat Recovery Steam Generator (HRSG) | HRSG Boiler Air and Gas Systems | Miscellaneous (Boiler Air and Gas Systems) | 1599 | Other miscellaneous boiler air and gas system problems
861 | CoG GT units | Heat Recovery Steam Generator (HRSG) | HRSG Boiler Air and Gas Systems | Miscellaneous (Boiler Air and Gas Systems) | 1599 | Other miscellaneous boiler air and gas system problems
862 | CoG steam units | Heat Recovery Steam Generator (HRSG) | HRSG Boiler Air and Gas Systems | Miscellaneous (Boiler Air and Gas Systems) | 1599 | Other miscellaneous boiler air and gas system problems
100 | Fossil-Steam | Boiler | Boiler Control Systems |  | 1700 | Feedwater controls (report local controls - feedwater pump, feedwater regulator valve, etc., - with component or system)
650 | Fluidized Bed | Boiler | Boiler Control Systems |  | 1700 | Feedwater controls (report local controls - feedwater pump, feedwater regulator valve, etc., - with component or system)
800 | Miscellaneous | Boiler | Boiler Control Systems |  | 1700 | Feedwater controls (report local controls - feedwater pump, feedwater regulator valve, etc., - with component or system)
810 | Multi-boiler/Multi-turbine | Boiler | Boiler Control Systems |  | 1700 | Feedwater controls (report local controls - feedwater pump, feedwater regulator valve, etc., - with component or system)
850 | Combined Cycle Block | Heat Recovery Steam Generator (HRSG) | HRSG Boiler Control Systems |  | 1700 | Feedwater controls (report local controls - feedwater pump, feedwater regulator valve, etc., - with component or system)
851 | CC GT units | Heat Recovery Steam Generator (HRSG) | HRSG Boiler Control Systems |  | 1700 | Feedwater controls (report local controls - feedwater pump, feedwater regulator valve, etc., - with component or system)
852 | CC steam units | Heat Recovery Steam Generator (HRSG) | HRSG Boiler Control Systems |  | 1700 | Feedwater controls (report local controls - feedwater pump, feedwater regulator valve, etc., - with component or system)
860 | Co-generator Block | Heat Recovery Steam Generator (HRSG) | HRSG Boiler Control Systems |  | 1700 | Feedwater controls (report local controls - feedwater pump, feedwater regulator valve, etc., - with component or system)
861 | CoG GT units | Heat Recovery Steam Generator (HRSG) | HRSG Boiler Control Systems |  | 1700 | Feedwater controls (report local controls - feedwater pump, feedwater regulator valve, etc., - with component or system)
862 | CoG steam units | Heat Recovery Steam Generator (HRSG) | HRSG Boiler Control Systems |  | 1700 | Feedwater controls (report local controls - feedwater pump, feedwater regulator valve, etc., - with component or system)
100 | Fossil-Steam | Boiler | Boiler Control Systems |  | 1710 | Combustion/steam condition controls (report local controls - burners, pulverizers, etc., - with component or system)
650 | Fluidized Bed | Boiler | Boiler Control Systems |  | 1710 | Combustion/steam condition controls (report local controls - burners, pulverizers, etc., - with component or system)
800 | Miscellaneous | Boiler | Boiler Control Systems |  | 1710 | Combustion/steam condition controls (report local controls - burners, pulverizers, etc., - with component or system)
810 | Multi-boiler/Multi-turbine | Boiler | Boiler Control Systems |  | 1710 | Combustion/steam condition controls (report local controls - burners, pulverizers, etc., - with component or system)
850 | Combined Cycle Block | Heat Recovery Steam Generator (HRSG) | HRSG Boiler Control Systems |  | 1710 | Combustion/steam condition controls (report local controls - burners, pulverizers, etc., - with component or system)
851 | CC GT units | Heat Recovery Steam Generator (HRSG) | HRSG Boiler Control Systems |  | 1710 | Combustion/steam condition controls (report local controls - burners, pulverizers, etc., - with component or system)
852 | CC steam units | Heat Recovery Steam Generator (HRSG) | HRSG Boiler Control Systems |  | 1710 | Combustion/steam condition controls (report local controls - burners, pulverizers, etc., - with component or system)
860 | Co-generator Block | Heat Recovery Steam Generator (HRSG) | HRSG Boiler Control Systems |  | 1710 | Combustion/steam condition controls (report local controls - burners, pulverizers, etc., - with component or system)
861 | CoG GT units | Heat Recovery Steam Generator (HRSG) | HRSG Boiler Control Systems |  | 1710 | Combustion/steam condition controls (report local controls - burners, pulverizers, etc., - with component or system)
862 | CoG steam units | Heat Recovery Steam Generator (HRSG) | HRSG Boiler Control Systems |  | 1710 | Combustion/steam condition controls (report local controls - burners, pulverizers, etc., - with component or system)
100 | Fossil-Steam | Boiler | Boiler Control Systems |  | 1720 | Desuperheater/attemperator controls
650 | Fluidized Bed | Boiler | Boiler Control Systems |  | 1720 | Desuperheater/attemperator controls
800 | Miscellaneous | Boiler | Boiler Control Systems |  | 1720 | Desuperheater/attemperator controls
810 | Multi-boiler/Multi-turbine | Boiler | Boiler Control Systems |  | 1720 | Desuperheater/attemperator controls
850 | Combined Cycle Block | Heat Recovery Steam Generator (HRSG) | HRSG Boiler Control Systems |  | 1720 | Desuperheater/attemperator controls
851 | CC GT units | Heat Recovery Steam Generator (HRSG) | HRSG Boiler Control Systems |  | 1720 | Desuperheater/attemperator controls
852 | CC steam units | Heat Recovery Steam Generator (HRSG) | HRSG Boiler Control Systems |  | 1720 | Desuperheater/attemperator controls
860 | Co-generator Block | Heat Recovery Steam Generator (HRSG) | HRSG Boiler Control Systems |  | 1720 | Desuperheater/attemperator controls
861 | CoG GT units | Heat Recovery Steam Generator (HRSG) | HRSG Boiler Control Systems |  | 1720 | Desuperheater/attemperator controls
862 | CoG steam units | Heat Recovery Steam Generator (HRSG) | HRSG Boiler Control Systems |  | 1720 | Desuperheater/attemperator controls
100 | Fossil-Steam | Boiler | Boiler Control Systems |  | 1730 | Boiler explosion or implosion
650 | Fluidized Bed | Boiler | Boiler Control Systems |  | 1730 | Boiler explosion or implosion
800 | Miscellaneous | Boiler | Boiler Control Systems |  | 1730 | Boiler explosion or implosion
810 | Multi-boiler/Multi-turbine | Boiler | Boiler Control Systems |  | 1730 | Boiler explosion or implosion
850 | Combined Cycle Block | Heat Recovery Steam Generator (HRSG) | HRSG Boiler Control Systems |  | 1730 | Boiler explosion or implosion
851 | CC GT units | Heat Recovery Steam Generator (HRSG) | HRSG Boiler Control Systems |  | 1730 | Boiler explosion or implosion
852 | CC steam units | Heat Recovery Steam Generator (HRSG) | HRSG Boiler Control Systems |  | 1730 | Boiler explosion or implosion
860 | Co-generator Block | Heat Recovery Steam Generator (HRSG) | HRSG Boiler Control Systems |  | 1730 | Boiler explosion or implosion
861 | CoG GT units | Heat Recovery Steam Generator (HRSG) | HRSG Boiler Control Systems |  | 1730 | Boiler explosion or implosion
862 | CoG steam units | Heat Recovery Steam Generator (HRSG) | HRSG Boiler Control Systems |  | 1730 | Boiler explosion or implosion
100 | Fossil-Steam | Boiler | Boiler Control Systems |  | 1740 | Boiler drum gage glasses / level indicator
650 | Fluidized Bed | Boiler | Boiler Control Systems |  | 1740 | Boiler drum gage glasses / level indicator
800 | Miscellaneous | Boiler | Boiler Control Systems |  | 1740 | Boiler drum gage glasses / level indicator
810 | Multi-boiler/Multi-turbine | Boiler | Boiler Control Systems |  | 1740 | Boiler drum gage glasses / level indicator
850 | Combined Cycle Block | Heat Recovery Steam Generator (HRSG) | HRSG Boiler Control Systems |  | 1740 | Boiler drum gage glasses / level indicator
851 | CC GT units | Heat Recovery Steam Generator (HRSG) | HRSG Boiler Control Systems |  | 1740 | Boiler drum gage glasses / level indicator
852 | CC steam units | Heat Recovery Steam Generator (HRSG) | HRSG Boiler Control Systems |  | 1740 | Boiler drum gage glasses / level indicator
860 | Co-generator Block | Heat Recovery Steam Generator (HRSG) | HRSG Boiler Control Systems |  | 1740 | Boiler drum gage glasses / level indicator
861 | CoG GT units | Heat Recovery Steam Generator (HRSG) | HRSG Boiler Control Systems |  | 1740 | Boiler drum gage glasses / level indicator
862 | CoG steam units | Heat Recovery Steam Generator (HRSG) | HRSG Boiler Control Systems |  | 1740 | Boiler drum gage glasses / level indicator
100 | Fossil-Steam | Boiler | Boiler Control Systems |  | 1741 | Furnace and water gauge television auxiliary system
650 | Fluidized Bed | Boiler | Boiler Control Systems |  | 1741 | Furnace and water gauge television auxiliary system
800 | Miscellaneous | Boiler | Boiler Control Systems |  | 1741 | Furnace and water gauge television auxiliary system
100 | Fossil-Steam | Boiler | Boiler Control Systems |  | 1750 | Burner management system
650 | Fluidized Bed | Boiler | Boiler Control Systems |  | 1750 | Burner management system
800 | Miscellaneous | Boiler | Boiler Control Systems |  | 1750 | Burner management system
810 | Multi-boiler/Multi-turbine | Boiler | Boiler Control Systems |  | 1750 | Burner management system
850 | Combined Cycle Block | Heat Recovery Steam Generator (HRSG) | HRSG Boiler Control Systems |  | 1750 | Burner management system
851 | CC GT units | Heat Recovery Steam Generator (HRSG) | HRSG Boiler Control Systems |  | 1750 | Burner management system
852 | CC steam units | Heat Recovery Steam Generator (HRSG) | HRSG Boiler Control Systems |  | 1750 | Burner management system
860 | Co-generator Block | Heat Recovery Steam Generator (HRSG) | HRSG Boiler Control Systems |  | 1750 | Burner management system
861 | CoG GT units | Heat Recovery Steam Generator (HRSG) | HRSG Boiler Control Systems |  | 1750 | Burner management system
862 | CoG steam units | Heat Recovery Steam Generator (HRSG) | HRSG Boiler Control Systems |  | 1750 | Burner management system
100 | Fossil-Steam | Boiler | Boiler Control Systems |  | 1760 | Feedwater instrumentation (not local controls)
650 | Fluidized Bed | Boiler | Boiler Control Systems |  | 1760 | Feedwater instrumentation (not local controls)
800 | Miscellaneous | Boiler | Boiler Control Systems |  | 1760 | Feedwater instrumentation (not local controls)
810 | Multi-boiler/Multi-turbine | Boiler | Boiler Control Systems |  | 1760 | Feedwater instrumentation (not local controls)
850 | Combined Cycle Block | Heat Recovery Steam Generator (HRSG) | HRSG Boiler Control Systems |  | 1760 | Feedwater instrumentation (not local controls)
851 | CC GT units | Heat Recovery Steam Generator (HRSG) | HRSG Boiler Control Systems |  | 1760 | Feedwater instrumentation (not local controls)
852 | CC steam units | Heat Recovery Steam Generator (HRSG) | HRSG Boiler Control Systems |  | 1760 | Feedwater instrumentation (not local controls)
860 | Co-generator Block | Heat Recovery Steam Generator (HRSG) | HRSG Boiler Control Systems |  | 1760 | Feedwater instrumentation (not local controls)
861 | CoG GT units | Heat Recovery Steam Generator (HRSG) | HRSG Boiler Control Systems |  | 1760 | Feedwater instrumentation (not local controls)
862 | CoG steam units | Heat Recovery Steam Generator (HRSG) | HRSG Boiler Control Systems |  | 1760 | Feedwater instrumentation (not local controls)
100 | Fossil-Steam | Boiler | Boiler Control Systems |  | 1761 | Combustion/Steam condition instrumentation (not local controls)
650 | Fluidized Bed | Boiler | Boiler Control Systems |  | 1761 | Combustion/Steam condition instrumentation (not local controls)
800 | Miscellaneous | Boiler | Boiler Control Systems |  | 1761 | Combustion/Steam condition instrumentation (not local controls)
850 | Combined Cycle Block | Heat Recovery Steam Generator (HRSG) | HRSG Boiler Control Systems |  | 1761 | Combustion/Steam condition instrumentation (not local controls)
851 | CC GT units | Heat Recovery Steam Generator (HRSG) | HRSG Boiler Control Systems |  | 1761 | Combustion/Steam condition instrumentation (not local controls)
852 | CC steam units | Heat Recovery Steam Generator (HRSG) | HRSG Boiler Control Systems |  | 1761 | Combustion/Steam condition instrumentation (not local controls)
860 | Co-generator Block | Heat Recovery Steam Generator (HRSG) | HRSG Boiler Control Systems |  | 1761 | Combustion/Steam condition instrumentation (not local controls)
861 | CoG GT units | Heat Recovery Steam Generator (HRSG) | HRSG Boiler Control Systems |  | 1761 | Combustion/Steam condition instrumentation (not local controls)
862 | CoG steam units | Heat Recovery Steam Generator (HRSG) | HRSG Boiler Control Systems |  | 1761 | Combustion/Steam condition instrumentation (not local controls)
100 | Fossil-Steam | Boiler | Boiler Control Systems |  | 1762 | Desuperheater/attemperator instrumentation (not local controls)
650 | Fluidized Bed | Boiler | Boiler Control Systems |  | 1762 | Desuperheater/attemperator instrumentation (not local controls)
800 | Miscellaneous | Boiler | Boiler Control Systems |  | 1762 | Desuperheater/attemperator instrumentation (not local controls)
850 | Combined Cycle Block | Heat Recovery Steam Generator (HRSG) | HRSG Boiler Control Systems |  | 1762 | Desuperheater/attemperator instrumentation (not local controls)
851 | CC GT units | Heat Recovery Steam Generator (HRSG) | HRSG Boiler Control Systems |  | 1762 | Desuperheater/attemperator instrumentation (not local controls)
852 | CC steam units | Heat Recovery Steam Generator (HRSG) | HRSG Boiler Control Systems |  | 1762 | Desuperheater/attemperator instrumentation (not local controls)
860 | Co-generator Block | Heat Recovery Steam Generator (HRSG) | HRSG Boiler Control Systems |  | 1762 | Desuperheater/attemperator instrumentation (not local controls)
861 | CoG GT units | Heat Recovery Steam Generator (HRSG) | HRSG Boiler Control Systems |  | 1762 | Desuperheater/attemperator instrumentation (not local controls)
862 | CoG steam units | Heat Recovery Steam Generator (HRSG) | HRSG Boiler Control Systems |  | 1762 | Desuperheater/attemperator instrumentation (not local controls)
100 | Fossil-Steam | Boiler | Boiler Control Systems |  | 1799 | Other boiler instrumentation and control problems
650 | Fluidized Bed | Boiler | Boiler Control Systems |  | 1799 | Other boiler instrumentation and control problems
800 | Miscellaneous | Boiler | Boiler Control Systems |  | 1799 | Other boiler instrumentation and control problems
810 | Multi-boiler/Multi-turbine | Boiler | Boiler Control Systems |  | 1799 | Other boiler instrumentation and control problems
850 | Combined Cycle Block | Heat Recovery Steam Generator (HRSG) | HRSG Boiler Control Systems |  | 1799 | Other boiler instrumentation and control problems
851 | CC GT units | Heat Recovery Steam Generator (HRSG) | HRSG Boiler Control Systems |  | 1799 | Other boiler instrumentation and control problems
852 | CC steam units | Heat Recovery Steam Generator (HRSG) | HRSG Boiler Control Systems |  | 1799 | Other boiler instrumentation and control problems
860 | Co-generator Block | Heat Recovery Steam Generator (HRSG) | HRSG Boiler Control Systems |  | 1799 | Other boiler instrumentation and control problems
861 | CoG GT units | Heat Recovery Steam Generator (HRSG) | HRSG Boiler Control Systems |  | 1799 | Other boiler instrumentation and control problems
862 | CoG steam units | Heat Recovery Steam Generator (HRSG) | HRSG Boiler Control Systems |  | 1799 | Other boiler instrumentation and control problems
100 | Fossil-Steam | Boiler | Boiler Overhaul and Inspections |  | 1800 | Major boiler overhaul (720 hours or longer) (use for non-specific overhaul only; see page B-CCGT-2)
650 | Fluidized Bed | Boiler | Boiler Overhaul and Inspections |  | 1800 | Major boiler overhaul (720 hours or longer) (use for non-specific overhaul only; see page B-CCGT-2)
800 | Miscellaneous | Boiler | Boiler Overhaul and Inspections |  | 1800 | Major boiler overhaul (720 hours or longer) (use for non-specific overhaul only; see page B-CCGT-2)
810 | Multi-boiler/Multi-turbine | Boiler | Boiler Overhaul and Inspections |  | 1800 | Major boiler overhaul (720 hours or longer) (use for non-specific overhaul only; see page B-CCGT-2)
850 | Combined Cycle Block | Heat Recovery Steam Generator (HRSG) | HRSG Boiler Overhaul and Inspections |  | 1800 | Major boiler overhaul (720 hours or longer) (use for non-specific overhaul only; see page B-CCGT-2)
851 | CC GT units | Heat Recovery Steam Generator (HRSG) | HRSG Boiler Overhaul and Inspections |  | 1800 | Major boiler overhaul (720 hours or longer) (use for non-specific overhaul only; see page B-CCGT-2)
852 | CC steam units | Heat Recovery Steam Generator (HRSG) | HRSG Boiler Overhaul and Inspections |  | 1800 | Major boiler overhaul (720 hours or longer) (use for non-specific overhaul only; see page B-CCGT-2)
860 | Co-generator Block | Heat Recovery Steam Generator (HRSG) | HRSG Boiler Overhaul and Inspections |  | 1800 | Major boiler overhaul (720 hours or longer) (use for non-specific overhaul only; see page B-CCGT-2)
861 | CoG GT units | Heat Recovery Steam Generator (HRSG) | HRSG Boiler Overhaul and Inspections |  | 1800 | Major boiler overhaul (720 hours or longer) (use for non-specific overhaul only; see page B-CCGT-2)
862 | CoG steam units | Heat Recovery Steam Generator (HRSG) | HRSG Boiler Overhaul and Inspections |  | 1800 | Major boiler overhaul (720 hours or longer) (use for non-specific overhaul only; see page B-CCGT-2)
100 | Fossil-Steam | Boiler | Boiler Overhaul and Inspections |  | 1801 | Minor boiler overhaul (less than 720 hours) (use for non-specific overhaul only; see page B-CCGT-2)
650 | Fluidized Bed | Boiler | Boiler Overhaul and Inspections |  | 1801 | Minor boiler overhaul (less than 720 hours) (use for non-specific overhaul only; see page B-CCGT-2)
800 | Miscellaneous | Boiler | Boiler Overhaul and Inspections |  | 1801 | Minor boiler overhaul (less than 720 hours) (use for non-specific overhaul only; see page B-CCGT-2)
810 | Multi-boiler/Multi-turbine | Boiler | Boiler Overhaul and Inspections |  | 1801 | Minor boiler overhaul (less than 720 hours) (use for non-specific overhaul only; see page B-CCGT-2)
850 | Combined Cycle Block | Heat Recovery Steam Generator (HRSG) | HRSG Boiler Overhaul and Inspections |  | 1801 | Minor boiler overhaul (less than 720 hours) (use for non-specific overhaul only; see page B-CCGT-2)
851 | CC GT units | Heat Recovery Steam Generator (HRSG) | HRSG Boiler Overhaul and Inspections |  | 1801 | Minor boiler overhaul (less than 720 hours) (use for non-specific overhaul only; see page B-CCGT-2)
852 | CC steam units | Heat Recovery Steam Generator (HRSG) | HRSG Boiler Overhaul and Inspections |  | 1801 | Minor boiler overhaul (less than 720 hours) (use for non-specific overhaul only; see page B-CCGT-2)
860 | Co-generator Block | Heat Recovery Steam Generator (HRSG) | HRSG Boiler Overhaul and Inspections |  | 1801 | Minor boiler overhaul (less than 720 hours) (use for non-specific overhaul only; see page B-CCGT-2)
861 | CoG GT units | Heat Recovery Steam Generator (HRSG) | HRSG Boiler Overhaul and Inspections |  | 1801 | Minor boiler overhaul (less than 720 hours) (use for non-specific overhaul only; see page B-CCGT-2)
862 | CoG steam units | Heat Recovery Steam Generator (HRSG) | HRSG Boiler Overhaul and Inspections |  | 1801 | Minor boiler overhaul (less than 720 hours) (use for non-specific overhaul only; see page B-CCGT-2)
100 | Fossil-Steam | Boiler | Boiler Overhaul and Inspections |  | 1810 | Other boiler inspections
650 | Fluidized Bed | Boiler | Boiler Overhaul and Inspections |  | 1810 | Other boiler inspections
800 | Miscellaneous | Boiler | Boiler Overhaul and Inspections |  | 1810 | Other boiler inspections
810 | Multi-boiler/Multi-turbine | Boiler | Boiler Overhaul and Inspections |  | 1810 | Other boiler inspections
850 | Combined Cycle Block | Heat Recovery Steam Generator (HRSG) | HRSG Boiler Overhaul and Inspections |  | 1810 | Other boiler inspections
851 | CC GT units | Heat Recovery Steam Generator (HRSG) | HRSG Boiler Overhaul and Inspections |  | 1810 | Other boiler inspections
852 | CC steam units | Heat Recovery Steam Generator (HRSG) | HRSG Boiler Overhaul and Inspections |  | 1810 | Other boiler inspections
860 | Co-generator Block | Heat Recovery Steam Generator (HRSG) | HRSG Boiler Overhaul and Inspections |  | 1810 | Other boiler inspections
861 | CoG GT units | Heat Recovery Steam Generator (HRSG) | HRSG Boiler Overhaul and Inspections |  | 1810 | Other boiler inspections
862 | CoG steam units | Heat Recovery Steam Generator (HRSG) | HRSG Boiler Overhaul and Inspections |  | 1810 | Other boiler inspections
100 | Fossil-Steam | Boiler | Boiler Overhaul and Inspections |  | 1811 | Boiler Inspections - problem identification / investigation
650 | Fluidized Bed | Boiler | Boiler Overhaul and Inspections |  | 1811 | Boiler Inspections - problem identification / investigation
800 | Miscellaneous | Boiler | Boiler Overhaul and Inspections |  | 1811 | Boiler Inspections - problem identification / investigation
810 | Multi-boiler/Multi-turbine | Boiler | Boiler Overhaul and Inspections |  | 1811 | Boiler Inspections - problem identification / investigation
850 | Combined Cycle Block | Heat Recovery Steam Generator (HRSG) | HRSG Boiler Overhaul and Inspections |  | 1811 | Boiler Inspections - problem identification / investigation
851 | CC GT units | Heat Recovery Steam Generator (HRSG) | HRSG Boiler Overhaul and Inspections |  | 1811 | Boiler Inspections - problem identification / investigation
852 | CC steam units | Heat Recovery Steam Generator (HRSG) | HRSG Boiler Overhaul and Inspections |  | 1811 | Boiler Inspections - problem identification / investigation
860 | Co-generator Block | Heat Recovery Steam Generator (HRSG) | HRSG Boiler Overhaul and Inspections |  | 1811 | Boiler Inspections - problem identification / investigation
861 | CoG GT units | Heat Recovery Steam Generator (HRSG) | HRSG Boiler Overhaul and Inspections |  | 1811 | Boiler Inspections - problem identification / investigation
862 | CoG steam units | Heat Recovery Steam Generator (HRSG) | HRSG Boiler Overhaul and Inspections |  | 1811 | Boiler Inspections - problem identification / investigation
100 | Fossil-Steam | Boiler | Boiler Overhaul and Inspections |  | 1812 | Boiler Inspections - scheduled or routine
650 | Fluidized Bed | Boiler | Boiler Overhaul and Inspections |  | 1812 | Boiler Inspections - scheduled or routine
800 | Miscellaneous | Boiler | Boiler Overhaul and Inspections |  | 1812 | Boiler Inspections - scheduled or routine
810 | Multi-boiler/Multi-turbine | Boiler | Boiler Overhaul and Inspections |  | 1812 | Boiler Inspections - scheduled or routine
850 | Combined Cycle Block | Heat Recovery Steam Generator (HRSG) | HRSG Boiler Overhaul and Inspections |  | 1812 | Boiler Inspections - scheduled or routine
851 | CC GT units | Heat Recovery Steam Generator (HRSG) | HRSG Boiler Overhaul and Inspections |  | 1812 | Boiler Inspections - scheduled or routine
852 | CC steam units | Heat Recovery Steam Generator (HRSG) | HRSG Boiler Overhaul and Inspections |  | 1812 | Boiler Inspections - scheduled or routine
860 | Co-generator Block | Heat Recovery Steam Generator (HRSG) | HRSG Boiler Overhaul and Inspections |  | 1812 | Boiler Inspections - scheduled or routine
861 | CoG GT units | Heat Recovery Steam Generator (HRSG) | HRSG Boiler Overhaul and Inspections |  | 1812 | Boiler Inspections - scheduled or routine
862 | CoG steam units | Heat Recovery Steam Generator (HRSG) | HRSG Boiler Overhaul and Inspections |  | 1812 | Boiler Inspections - scheduled or routine
100 | Fossil-Steam | Boiler | Boiler Overhaul and Inspections |  | 1820 | Chemical cleaning/steam blows
650 | Fluidized Bed | Boiler | Boiler Overhaul and Inspections |  | 1820 | Chemical cleaning/steam blows
800 | Miscellaneous | Boiler | Boiler Overhaul and Inspections |  | 1820 | Chemical cleaning/steam blows
810 | Multi-boiler/Multi-turbine | Boiler | Boiler Overhaul and Inspections |  | 1820 | Chemical cleaning/steam blows
850 | Combined Cycle Block | Heat Recovery Steam Generator (HRSG) | HRSG Boiler Overhaul and Inspections |  | 1820 | Chemical cleaning/steam blows
851 | CC GT units | Heat Recovery Steam Generator (HRSG) | HRSG Boiler Overhaul and Inspections |  | 1820 | Chemical cleaning/steam blows
852 | CC steam units | Heat Recovery Steam Generator (HRSG) | HRSG Boiler Overhaul and Inspections |  | 1820 | Chemical cleaning/steam blows
860 | Co-generator Block | Heat Recovery Steam Generator (HRSG) | HRSG Boiler Overhaul and Inspections |  | 1820 | Chemical cleaning/steam blows
861 | CoG GT units | Heat Recovery Steam Generator (HRSG) | HRSG Boiler Overhaul and Inspections |  | 1820 | Chemical cleaning/steam blows
862 | CoG steam units | Heat Recovery Steam Generator (HRSG) | HRSG Boiler Overhaul and Inspections |  | 1820 | Chemical cleaning/steam blows
100 | Fossil-Steam | Boiler | Boiler Water Condition |  | 1850 | Boiler water condition (not feedwater water quality)
650 | Fluidized Bed | Boiler | Boiler Water Condition |  | 1850 | Boiler water condition (not feedwater water quality)
800 | Miscellaneous | Boiler | Boiler Water Condition |  | 1850 | Boiler water condition (not feedwater water quality)
810 | Multi-boiler/Multi-turbine | Boiler | Boiler Water Condition |  | 1850 | Boiler water condition (not feedwater water quality)
850 | Combined Cycle Block | Heat Recovery Steam Generator (HRSG) | HRSG Boiler Water Condition |  | 1850 | Boiler water condition (not feedwater water quality)
851 | CC GT units | Heat Recovery Steam Generator (HRSG) | HRSG Boiler Water Condition |  | 1850 | Boiler water condition (not feedwater water quality)
852 | CC steam units | Heat Recovery Steam Generator (HRSG) | HRSG Boiler Water Condition |  | 1850 | Boiler water condition (not feedwater water quality)
860 | Co-generator Block | Heat Recovery Steam Generator (HRSG) | HRSG Boiler Water Condition |  | 1850 | Boiler water condition (not feedwater water quality)
861 | CoG GT units | Heat Recovery Steam Generator (HRSG) | HRSG Boiler Water Condition |  | 1850 | Boiler water condition (not feedwater water quality)
862 | CoG steam units | Heat Recovery Steam Generator (HRSG) | HRSG Boiler Water Condition |  | 1850 | Boiler water condition (not feedwater water quality)
100 | Fossil-Steam | Boiler | Boiler Design Limitations |  | 1900 | Improper balance between tube sections not due to fouling or plugging
650 | Fluidized Bed | Boiler | Boiler Design Limitations |  | 1900 | Improper balance between tube sections not due to fouling or plugging
800 | Miscellaneous | Boiler | Boiler Design Limitations |  | 1900 | Improper balance between tube sections not due to fouling or plugging
810 | Multi-boiler/Multi-turbine | Boiler | Boiler Design Limitations |  | 1900 | Improper balance between tube sections not due to fouling or plugging
850 | Combined Cycle Block | Heat Recovery Steam Generator (HRSG) | HRSG Boiler Design Limitations |  | 1900 | Improper balance between tube sections not due to fouling or plugging
851 | CC GT units | Heat Recovery Steam Generator (HRSG) | HRSG Boiler Design Limitations |  | 1900 | Improper balance between tube sections not due to fouling or plugging
852 | CC steam units | Heat Recovery Steam Generator (HRSG) | HRSG Boiler Design Limitations |  | 1900 | Improper balance between tube sections not due to fouling or plugging
860 | Co-generator Block | Heat Recovery Steam Generator (HRSG) | HRSG Boiler Design Limitations |  | 1900 | Improper balance between tube sections not due to fouling or plugging
861 | CoG GT units | Heat Recovery Steam Generator (HRSG) | HRSG Boiler Design Limitations |  | 1900 | Improper balance between tube sections not due to fouling or plugging
862 | CoG steam units | Heat Recovery Steam Generator (HRSG) | HRSG Boiler Design Limitations |  | 1900 | Improper balance between tube sections not due to fouling or plugging
100 | Fossil-Steam | Boiler | Boiler Design Limitations |  | 1910 | Inadequate air not due to equipment problems
650 | Fluidized Bed | Boiler | Boiler Design Limitations |  | 1910 | Inadequate air not due to equipment problems
800 | Miscellaneous | Boiler | Boiler Design Limitations |  | 1910 | Inadequate air not due to equipment problems
810 | Multi-boiler/Multi-turbine | Boiler | Boiler Design Limitations |  | 1910 | Inadequate air not due to equipment problems
850 | Combined Cycle Block | Heat Recovery Steam Generator (HRSG) | HRSG Boiler Design Limitations |  | 1910 | Inadequate air not due to equipment problems
851 | CC GT units | Heat Recovery Steam Generator (HRSG) | HRSG Boiler Design Limitations |  | 1910 | Inadequate air not due to equipment problems
852 | CC steam units | Heat Recovery Steam Generator (HRSG) | HRSG Boiler Design Limitations |  | 1910 | Inadequate air not due to equipment problems
860 | Co-generator Block | Heat Recovery Steam Generator (HRSG) | HRSG Boiler Design Limitations |  | 1910 | Inadequate air not due to equipment problems
861 | CoG GT units | Heat Recovery Steam Generator (HRSG) | HRSG Boiler Design Limitations |  | 1910 | Inadequate air not due to equipment problems
862 | CoG steam units | Heat Recovery Steam Generator (HRSG) | HRSG Boiler Design Limitations |  | 1910 | Inadequate air not due to equipment problems
100 | Fossil-Steam | Boiler | Miscellaneous (Boiler) |  | 1980 | Boiler safety valve test
650 | Fluidized Bed | Boiler | Miscellaneous (Boiler) |  | 1980 | Boiler safety valve test
800 | Miscellaneous | Boiler | Miscellaneous (Boiler) |  | 1980 | Boiler safety valve test
810 | Multi-boiler/Multi-turbine | Boiler | Miscellaneous (Boiler) |  | 1980 | Boiler safety valve test
850 | Combined Cycle Block | Heat Recovery Steam Generator (HRSG) | Miscellaneous (HRSG Boiler) |  | 1980 | Boiler safety valve test
851 | CC GT units | Heat Recovery Steam Generator (HRSG) | Miscellaneous (HRSG Boiler) |  | 1980 | Boiler safety valve test
852 | CC steam units | Heat Recovery Steam Generator (HRSG) | Miscellaneous (HRSG Boiler) |  | 1980 | Boiler safety valve test
860 | Co-generator Block | Heat Recovery Steam Generator (HRSG) | Miscellaneous (HRSG Boiler) |  | 1980 | Boiler safety valve test
861 | CoG GT units | Heat Recovery Steam Generator (HRSG) | Miscellaneous (HRSG Boiler) |  | 1980 | Boiler safety valve test
862 | CoG steam units | Heat Recovery Steam Generator (HRSG) | Miscellaneous (HRSG Boiler) |  | 1980 | Boiler safety valve test
100 | Fossil-Steam | Boiler | Miscellaneous (Boiler) |  | 1990 | Boiler performance testing (use code 9999 for total unit performance testing)
650 | Fluidized Bed | Boiler | Miscellaneous (Boiler) |  | 1990 | Boiler performance testing (use code 9999 for total unit performance testing)
800 | Miscellaneous | Boiler | Miscellaneous (Boiler) |  | 1990 | Boiler performance testing (use code 9999 for total unit performance testing)
810 | Multi-boiler/Multi-turbine | Boiler | Miscellaneous (Boiler) |  | 1990 | Boiler performance testing (use code 9999 for total unit performance testing)
850 | Combined Cycle Block | Heat Recovery Steam Generator (HRSG) | Miscellaneous (HRSG Boiler) |  | 1990 | Boiler performance testing (use code 9999 for total unit performance testing)
851 | CC GT units | Heat Recovery Steam Generator (HRSG) | Miscellaneous (HRSG Boiler) |  | 1990 | Boiler performance testing (use code 9999 for total unit performance testing)
852 | CC steam units | Heat Recovery Steam Generator (HRSG) | Miscellaneous (HRSG Boiler) |  | 1990 | Boiler performance testing (use code 9999 for total unit performance testing)
860 | Co-generator Block | Heat Recovery Steam Generator (HRSG) | Miscellaneous (HRSG Boiler) |  | 1990 | Boiler performance testing (use code 9999 for total unit performance testing)
861 | CoG GT units | Heat Recovery Steam Generator (HRSG) | Miscellaneous (HRSG Boiler) |  | 1990 | Boiler performance testing (use code 9999 for total unit performance testing)
862 | CoG steam units | Heat Recovery Steam Generator (HRSG) | Miscellaneous (HRSG Boiler) |  | 1990 | Boiler performance testing (use code 9999 for total unit performance testing)
100 | Fossil-Steam | Boiler | Miscellaneous (Boiler) |  | 1999 | Boiler, miscellaneous
650 | Fluidized Bed | Boiler | Miscellaneous (Boiler) |  | 1999 | Boiler, miscellaneous
800 | Miscellaneous | Boiler | Miscellaneous (Boiler) |  | 1999 | Boiler, miscellaneous
810 | Multi-boiler/Multi-turbine | Boiler | Miscellaneous (Boiler) |  | 1999 | Boiler, miscellaneous
850 | Combined Cycle Block | Heat Recovery Steam Generator (HRSG) | Miscellaneous (HRSG Boiler) |  | 1999 | Boiler, miscellaneous
851 | CC GT units | Heat Recovery Steam Generator (HRSG) | Miscellaneous (HRSG Boiler) |  | 1999 | Boiler, miscellaneous
852 | CC steam units | Heat Recovery Steam Generator (HRSG) | Miscellaneous (HRSG Boiler) |  | 1999 | Boiler, miscellaneous
860 | Co-generator Block | Heat Recovery Steam Generator (HRSG) | Miscellaneous (HRSG Boiler) |  | 1999 | Boiler, miscellaneous
861 | CoG GT units | Heat Recovery Steam Generator (HRSG) | Miscellaneous (HRSG Boiler) |  | 1999 | Boiler, miscellaneous
862 | CoG steam units | Heat Recovery Steam Generator (HRSG) | Miscellaneous (HRSG Boiler) |  | 1999 | Boiler, miscellaneous
200 | Nuclear | Nuclear Reactor | Core/Fuel |  | 2010 | Fuel failure, including high activity in Reactor Coolant System (RCS) or off-gas system
200 | Nuclear | Nuclear Reactor | Core/Fuel |  | 2020 | Control rod pattern changes and control rod repatch. (Preconditioning following a pattern change is to be reported using code 2031.)
200 | Nuclear | Nuclear Reactor | Core/Fuel |  | 2021 | Power limited by rod pattern. (If rod pattern is limited by fuel limits, use appropriate code below.)
200 | Nuclear | Nuclear Reactor | Core/Fuel |  | 2030 | Fuel limits - peaking factors
200 | Nuclear | Nuclear Reactor | Core/Fuel |  | 2031 | Fuel preconditioning
200 | Nuclear | Nuclear Reactor | Core/Fuel |  | 2032 | Fuel limits - MCPR (Minimum Critical Power Ratio - BWR units only)
200 | Nuclear | Nuclear Reactor | Core/Fuel |  | 2033 | Fuel limits - MAPLHGR (Maximum Average Planar Linear Heat Generation Rate - BWR units only)
200 | Nuclear | Nuclear Reactor | Core/Fuel |  | 2034 | Core tilt restrictions
200 | Nuclear | Nuclear Reactor | Core/Fuel |  | 2035 | Core xenon restrictions
200 | Nuclear | Nuclear Reactor | Core/Fuel |  | 2036 | End of life scram reactivity/rod worth restrictions
200 | Nuclear | Nuclear Reactor | Core/Fuel |  | 2037 | Other fuel limits (use codes 9110 and 9120 for core coastdown, conservation, or stretch)
200 | Nuclear | Nuclear Reactor | Core/Fuel |  | 2040 | Core physics tests
200 | Nuclear | Nuclear Reactor | Core/Fuel |  | 2050 | Burnable poison problems including poison curtains
200 | Nuclear | Nuclear Reactor | Core/Fuel |  | 2060 | Excore nuclear instrumentation
200 | Nuclear | Nuclear Reactor | Core/Fuel |  | 2061 | Incore nuclear instrumentation
200 | Nuclear | Nuclear Reactor | Core/Fuel |  | 2062 | Other fuel/core related instrumentation problems
200 | Nuclear | Nuclear Reactor | Core/Fuel |  | 2070 | Normal refueling
200 | Nuclear | Nuclear Reactor | Core/Fuel |  | 2071 | Refueling equipment problems
200 | Nuclear | Nuclear Reactor | Core/Fuel |  | 2072 | Fuel storage
200 | Nuclear | Nuclear Reactor | Core/Fuel |  | 2080 | Fueling machine and auxiliaries (CANDU)
200 | Nuclear | Nuclear Reactor | Core/Fuel |  | 2082 | Fuel transfer problems (CANDU)
200 | Nuclear | Nuclear Reactor | Core/Fuel |  | 2090 | Other core/fuel problems
200 | Nuclear | Nuclear Reactor | Control Rods and Drives |  | 2110 | Control rod drive motors
200 | Nuclear | Nuclear Reactor | Control Rods and Drives |  | 2111 | Control rod magnetic jack drives
200 | Nuclear | Nuclear Reactor | Control Rods and Drives |  | 2112 | Control rod hydraulic drives
200 | Nuclear | Nuclear Reactor | Control Rods and Drives |  | 2120 | Control rod scram mechanisms
200 | Nuclear | Nuclear Reactor | Control Rods and Drives |  | 2125 | Reactivity control units (CANDU)
200 | Nuclear | Nuclear Reactor | Control Rods and Drives |  | 2130 | Control rod assemblies other than drive and scram mechanisms
200 | Nuclear | Nuclear Reactor | Control Rods and Drives |  | 2140 | Control rod drive cooling
200 | Nuclear | Nuclear Reactor | Control Rods and Drives |  | 2150 | Control rod instrumentation
200 | Nuclear | Nuclear Reactor | Control Rods and Drives |  | 2151 | Control rod drive controls
200 | Nuclear | Nuclear Reactor | Control Rods and Drives |  | 2152 | Control rod drive power supplies
200 | Nuclear | Nuclear Reactor | Control Rods and Drives |  | 2155 | Control rod testing
200 | Nuclear | Nuclear Reactor | Control Rods and Drives |  | 2160 | Other control rod drive problems
200 | Nuclear | Nuclear Reactor | Reactor Vessel and Internals |  | 2170 | Reactor vessel flanges and seals
200 | Nuclear | Nuclear Reactor | Reactor Vessel and Internals |  | 2171 | Reactor vessel nozzles
200 | Nuclear | Nuclear Reactor | Reactor Vessel and Internals |  | 2172 | Feedwater sparges
200 | Nuclear | Nuclear Reactor | Reactor Vessel and Internals |  | 2173 | Jet pumps
200 | Nuclear | Nuclear Reactor | Reactor Vessel and Internals |  | 2174 | Core support
200 | Nuclear | Nuclear Reactor | Reactor Vessel and Internals |  | 2175 | Specimen holders
200 | Nuclear | Nuclear Reactor | Reactor Vessel and Internals |  | 2176 | Control rod guides (not in fuel)
200 | Nuclear | Nuclear Reactor | Reactor Vessel and Internals |  | 2180 | Calandria and Calandria tubes (CANDU)
200 | Nuclear | Nuclear Reactor | Reactor Vessel and Internals |  | 2185 | Coolant assemblies (pressure tubes) (CANDU)
200 | Nuclear | Nuclear Reactor | Reactor Vessel and Internals |  | 2199 | Other reactor vessel problems
200 | Nuclear | Nuclear Reactor | Reactor Coolant System | Pumps | 2200 | Reactor coolant/recirculating pumps
200 | Nuclear | Nuclear Reactor | Reactor Coolant System | Pumps | 2210 | Reactor coolant/recirculating pump motors
200 | Nuclear | Nuclear Reactor | Reactor Coolant System | Pumps | 2220 | Reactor coolant/recirculating pump MG sets
200 | Nuclear | Nuclear Reactor | Reactor Coolant System | Piping | 2230 | Reactor coolant system piping
200 | Nuclear | Nuclear Reactor | Reactor Coolant System | Piping | 2240 | Reactor coolant system pipe supports
200 | Nuclear | Nuclear Reactor | Reactor Coolant System | Piping | 2250 | Reactor coolant system filters and strainers
200 | Nuclear | Nuclear Reactor | Reactor Coolant System | Piping | 2260 | Reactor coolant flanges, fittings, and manways
200 | Nuclear | Nuclear Reactor | Reactor Coolant System | Pressurizer | 2265 | Pressurizer (also see codes 2290, 2330, and 2340)
200 | Nuclear | Nuclear Reactor | Reactor Coolant System | Valves | 2270 | Power operated relief and safety/relief valves
200 | Nuclear | Nuclear Reactor | Reactor Coolant System | Valves | 2280 | Non-power operated safety valves
200 | Nuclear | Nuclear Reactor | Reactor Coolant System | Valves | 2290 | Pressurizer spray valves
200 | Nuclear | Nuclear Reactor | Reactor Coolant System | Valves | 2300 | Recirculation loop flow control valves
200 | Nuclear | Nuclear Reactor | Reactor Coolant System | Valves | 2320 | Other reactor coolant valves (including RCS boundary valves in connected systems)
200 | Nuclear | Nuclear Reactor | Reactor Coolant System | Instruments and Controls | 2330 | Pressurizer level instruments and controls
200 | Nuclear | Nuclear Reactor | Reactor Coolant System | Instruments and Controls | 2340 | Pressurizer pressure instruments and controls
200 | Nuclear | Nuclear Reactor | Reactor Coolant System | Instruments and Controls | 2350 | BWR feedwater controls
200 | Nuclear | Nuclear Reactor | Reactor Coolant System | Instruments and Controls | 2360 | BWR pressure controls
200 | Nuclear | Nuclear Reactor | Reactor Coolant System | Instruments and Controls | 2370 | Reactor trip system including sensors, logic, and actuators (includes spurious trips but not valid trips)
200 | Nuclear | Nuclear Reactor | Reactor Coolant System | Instruments and Controls | 2380 | Reactor control system/integrated control system problems
200 | Nuclear | Nuclear Reactor | Reactor Coolant System | Instruments and Controls | 2390 | Other reactor coolant system instruments and controls
200 | Nuclear | Nuclear Reactor | Reactor Coolant System | Miscellaneous (Reactor Coolant System) | 2399 | Other miscellaneous reactor coolant system problems
200 | Nuclear | Nuclear Reactor | Steam Generators and Steam System |  | 2400 | Steam generator tube leaks
200 | Nuclear | Nuclear Reactor | Steam Generators and Steam System |  | 2411 | Steam generator tube inspections
200 | Nuclear | Nuclear Reactor | Steam Generators and Steam System |  | 2412 | Steam generator tube supports
200 | Nuclear | Nuclear Reactor | Steam Generators and Steam System |  | 2420 | Steam generator moisture separators and dryers
200 | Nuclear | Nuclear Reactor | Steam Generators and Steam System |  | 2421 | Steam generator feedwater nozzles
200 | Nuclear | Nuclear Reactor | Steam Generators and Steam System |  | 2422 | Other steam generator internals problems
200 | Nuclear | Nuclear Reactor | Steam Generators and Steam System |  | 2430 | Steam generator shell
200 | Nuclear | Nuclear Reactor | Steam Generators and Steam System |  | 2431 | Steam generator flanges, manways, and fittings
200 | Nuclear | Nuclear Reactor | Steam Generators and Steam System |  | 2432 | Steam generator supports and snubbers
200 | Nuclear | Nuclear Reactor | Steam Generators and Steam System |  | 2440 | Steam generator chemistry (excluding feedwater chemistry)
200 | Nuclear | Nuclear Reactor | Steam Generators and Steam System |  | 2441 | Steam generator tube lancing
200 | Nuclear | Nuclear Reactor | Steam Generators and Steam System |  | 2442 | Steam generator chemical cleaning
200 | Nuclear | Nuclear Reactor | Steam Generators and Steam System |  | 2443 | Steam generator modifications
200 | Nuclear | Nuclear Reactor | Steam Generators and Steam System |  | 2450 | Blowdown system piping
200 | Nuclear | Nuclear Reactor | Steam Generators and Steam System |  | 2460 | Blowdown system valves
200 | Nuclear | Nuclear Reactor | Steam Generators and Steam System |  | 2470 | Blowdown system instruments and controls
200 | Nuclear | Nuclear Reactor | Steam Generators and Steam System |  | 2480 | Other blowdown
200 | Nuclear | Nuclear Reactor | Steam Generators and Steam System |  | 2500 | Steam piping (up to turbine stop valves and bypass valves)
200 | Nuclear | Nuclear Reactor | Steam Generators and Steam System |  | 2510 | Main steam isolation valves (BWR and PWR)
200 | Nuclear | Nuclear Reactor | Steam Generators and Steam System |  | 2515 | Main steam isolation valve testing
200 | Nuclear | Nuclear Reactor | Steam Generators and Steam System |  | 2520 | Main steam safety/relief valves
200 | Nuclear | Nuclear Reactor | Steam Generators and Steam System |  | 2521 | Main steam safety/relief valve testing
200 | Nuclear | Nuclear Reactor | Steam Generators and Steam System |  | 2530 | Atmospheric or condenser dump valves (not SRVs)
200 | Nuclear | Nuclear Reactor | Steam Generators and Steam System |  | 2540 | Other steam valves
200 | Nuclear | Nuclear Reactor | Steam Generators and Steam System |  | 2550 | Steam generator instruments (including piping and valves) (no RPS or SAS inputs)
200 | Nuclear | Nuclear Reactor | Steam Generators and Steam System |  | 2560 | Steam generator controls
200 | Nuclear | Nuclear Reactor | Steam Generators and Steam System |  | 2599 | Other steam generator problems
200 | Nuclear | Nuclear Reactor | Core Cooling/Safety Injection |  | 2600 | High pressure safety injection, core injection, or core spray pumps (including RCIC)
200 | Nuclear | Nuclear Reactor | Core Cooling/Safety Injection |  | 2601 | Motors for high pressure pumps
200 | Nuclear | Nuclear Reactor | Core Cooling/Safety Injection |  | 2602 | Steam turbine drives for high pressure pumps (including RCIC)
200 | Nuclear | Nuclear Reactor | Core Cooling/Safety Injection |  | 2603 | High pressure piping
200 | Nuclear | Nuclear Reactor | Core Cooling/Safety Injection |  | 2604 | High pressure valves
200 | Nuclear | Nuclear Reactor | Core Cooling/Safety Injection |  | 2609 | Other high pressure injection problems
200 | Nuclear | Nuclear Reactor | Core Cooling/Safety Injection |  | 2620 | Low pressure safety injection, core spray, or decay heat pumps
200 | Nuclear | Nuclear Reactor | Core Cooling/Safety Injection |  | 2621 | Motors for low pressure pumps
200 | Nuclear | Nuclear Reactor | Core Cooling/Safety Injection |  | 2622 | Low pressure piping
200 | Nuclear | Nuclear Reactor | Core Cooling/Safety Injection |  | 2623 | Low pressure valves
200 | Nuclear | Nuclear Reactor | Core Cooling/Safety Injection |  | 2624 | Low pressure heat exchangers
200 | Nuclear | Nuclear Reactor | Core Cooling/Safety Injection |  | 2625 | Accumulators (up to and including check valves)
200 | Nuclear | Nuclear Reactor | Core Cooling/Safety Injection |  | 2628 | Residual heat removal/decay heat removal system
200 | Nuclear | Nuclear Reactor | Core Cooling/Safety Injection |  | 2629 | Other low pressure problems
200 | Nuclear | Nuclear Reactor | Core Cooling/Safety Injection |  | 2630 | Safeguard actuation system (including sensors, logic, activators, and sequencers)
200 | Nuclear | Nuclear Reactor | Core Cooling/Safety Injection |  | 2649 | Other emergency core cooling/residual heat removal system problems
200 | Nuclear | Nuclear Reactor | Electrical Safety Systems |  | 2650 | Emergency diesel generators (including actuating systems)
200 | Nuclear | Nuclear Reactor | Electrical Safety Systems |  | 2651 | Emergency diesel generator output breakers
200 | Nuclear | Nuclear Reactor | Electrical Safety Systems |  | 2660 | Safeguard buses and associated equipment (transformers, breakers, etc.)
200 | Nuclear | Nuclear Reactor | Electrical Safety Systems |  | 2670 | DC safety system power supplies
200 | Nuclear | Nuclear Reactor | Electrical Safety Systems |  | 2680 | 120V AC safety system power supplies (including inverter)
200 | Nuclear | Nuclear Reactor | Electrical Safety Systems |  | 2699 | Other electrical safety system power supplies (use codes 3600 to 3659 for nonsafety electrical systems)
200 | Nuclear | Nuclear Reactor | Containment System |  | 2700 | Containment structure
200 | Nuclear | Nuclear Reactor | Containment System |  | 2701 | Containment liner
200 | Nuclear | Nuclear Reactor | Containment System |  | 2702 | Containment hatches
200 | Nuclear | Nuclear Reactor | Containment System |  | 2703 | Containment penetrations
200 | Nuclear | Nuclear Reactor | Containment System |  | 2720 | Containment isolation valves and dampers
200 | Nuclear | Nuclear Reactor | Containment System |  | 2730 | Containment isolation actuation
200 | Nuclear | Nuclear Reactor | Containment System |  | 2740 | Containment penetration pressurization system
200 | Nuclear | Nuclear Reactor | Containment System |  | 2750 | Containment hydrogen control system (vents, recombiners, etc.)
200 | Nuclear | Nuclear Reactor | Containment System |  | 2760 | Containment spray system (including actuation)
200 | Nuclear | Nuclear Reactor | Containment System |  | 2770 | Containment cooling system - normal
200 | Nuclear | Nuclear Reactor | Containment System |  | 2771 | Containment cooling and gas cleanup - post accident
200 | Nuclear | Nuclear Reactor | Containment System |  | 2780 | Containment testing
200 | Nuclear | Nuclear Reactor | Containment System |  | 2799 | Other containment system problems
200 | Nuclear | Nuclear Reactor | Chemical and Volume Control/Reactor Water Cleanup |  | 2805 | Moderator systems (CANDU)
200 | Nuclear | Nuclear Reactor | Chemical and Volume Control/Reactor Water Cleanup |  | 2806 | Moderator purification (CANDU)
200 | Nuclear | Nuclear Reactor | Chemical and Volume Control/Reactor Water Cleanup |  | 2807 | Moderator poison injection (CANDU)
200 | Nuclear | Nuclear Reactor | Chemical and Volume Control/Reactor Water Cleanup |  | 2810 | Makeup pumps
200 | Nuclear | Nuclear Reactor | Chemical and Volume Control/Reactor Water Cleanup |  | 2811 | Boric acid transfer pumps
200 | Nuclear | Nuclear Reactor | Chemical and Volume Control/Reactor Water Cleanup |  | 2812 | Tanks
200 | Nuclear | Nuclear Reactor | Chemical and Volume Control/Reactor Water Cleanup |  | 2813 | Demineralizers
200 | Nuclear | Nuclear Reactor | Chemical and Volume Control/Reactor Water Cleanup |  | 2814 | Filters
200 | Nuclear | Nuclear Reactor | Chemical and Volume Control/Reactor Water Cleanup |  | 2815 | Heat exchangers
200 | Nuclear | Nuclear Reactor | Chemical and Volume Control/Reactor Water Cleanup |  | 2816 | Valves and piping
200 | Nuclear | Nuclear Reactor | Chemical and Volume Control/Reactor Water Cleanup |  | 2817 | Instruments and controls
200 | Nuclear | Nuclear Reactor | Chemical and Volume Control/Reactor Water Cleanup |  | 2819 | Other CVCS and RWC problems
200 | Nuclear | Nuclear Reactor | Nuclear Cooling Water Systems |  | 2820 | Nuclear closed cooling water pumps
200 | Nuclear | Nuclear Reactor | Nuclear Cooling Water Systems |  | 2821 | Nuclear closed cooling water piping
200 | Nuclear | Nuclear Reactor | Nuclear Cooling Water Systems |  | 2822 | Nuclear closed cooling water valves
200 | Nuclear | Nuclear Reactor | Nuclear Cooling Water Systems |  | 2823 | Nuclear closed cooling heat exchanger
200 | Nuclear | Nuclear Reactor | Nuclear Cooling Water Systems |  | 2825 | Turbine building closed cooling water system
200 | Nuclear | Nuclear Reactor | Nuclear Cooling Water Systems |  | 2829 | Other closed cooling water system problems
200 | Nuclear | Nuclear Reactor | Nuclear Cooling Water Systems |  | 2830 | Nuclear service water pumps
200 | Nuclear | Nuclear Reactor | Nuclear Cooling Water Systems |  | 2831 | Nuclear service water piping
200 | Nuclear | Nuclear Reactor | Nuclear Cooling Water Systems |  | 2832 | Nuclear service water valves
200 | Nuclear | Nuclear Reactor | Nuclear Cooling Water Systems |  | 2833 | Nuclear service water heat exchangers
200 | Nuclear | Nuclear Reactor | Nuclear Cooling Water Systems |  | 2839 | Other service water problems
200 | Nuclear | Nuclear Reactor | Auxiliary Systems |  | 2840 | Auxiliary feedwater pumps
200 | Nuclear | Nuclear Reactor | Auxiliary Systems |  | 2841 | Auxiliary feedwater pump motors
200 | Nuclear | Nuclear Reactor | Auxiliary Systems |  | 2842 | Auxiliary feedwater pump steam turbines (including steam control valves)
200 | Nuclear | Nuclear Reactor | Auxiliary Systems |  | 2843 | Auxiliary feedwater piping
200 | Nuclear | Nuclear Reactor | Auxiliary Systems |  | 2844 | Auxiliary feedwater valves
200 | Nuclear | Nuclear Reactor | Auxiliary Systems |  | 2849 | Other auxiliary feedwater problems
200 | Nuclear | Nuclear Reactor | Auxiliary Systems |  | 2870 | Radioactive liquid waste system problems
200 | Nuclear | Nuclear Reactor | Auxiliary Systems |  | 2880 | Radioactive gas and waste system problems
200 | Nuclear | Nuclear Reactor | Auxiliary Systems |  | 2890 | Condenser off-gas system problems
200 | Nuclear | Nuclear Reactor | Miscellaneous (Reactor) |  | 2900 | Reactor overhaul (use for non-specific overhaul only; see page B-CCGT-2)
200 | Nuclear | Nuclear Reactor | Miscellaneous (Reactor) |  | 2990 | Plant radiation levels
200 | Nuclear | Nuclear Reactor | Miscellaneous (Reactor) |  | 2991 | Radioactivity discharge levels to the environment
200 | Nuclear | Nuclear Reactor | Miscellaneous (Reactor) |  | 2995 | Reactor performance testing (use code 9999 for total unit performance testing)
200 | Nuclear | Nuclear Reactor | Miscellaneous (Reactor) |  | 2999 | Other miscellaneous nuclear reactor problems
100 | Fossil-Steam | Balance of Plant | Condensing System | Condenser Tubes and Support Equipment | 3110 | Condenser tube leaks
200 | Nuclear | Balance of Plant | Condensing System | Condenser Tubes and Support Equipment | 3110 | Condenser tube leaks
650 | Fluidized Bed | Balance of Plant | Condensing System | Condenser Tubes and Support Equipment | 3110 | Condenser tube leaks
800 | Miscellaneous | Balance of Plant | Condensing System | Condenser Tubes and Support Equipment | 3110 | Condenser tube leaks
810 | Multi-boiler/Multi-turbine | Balance of Plant | Condensing System | Condenser Tubes and Support Equipment | 3110 | Condenser tube leaks
830 | Geothermal | Balance of Plant | Condensing System | Condenser Tubes and Support Equipment | 3110 | Condenser tube leaks
850 | Combined Cycle Block | Balance of Plant | Condensing System | Condenser Tubes and Support Equipment | 3110 | Condenser tube leaks
851 | CC GT units | Balance of Plant | Condensing System | Condenser Tubes and Support Equipment | 3110 | Condenser tube leaks
852 | CC steam units | Balance of Plant | Condensing System | Condenser Tubes and Support Equipment | 3110 | Condenser tube leaks
860 | Co-generator Block | Balance of Plant | Condensing System | Condenser Tubes and Support Equipment | 3110 | Condenser tube leaks
861 | CoG GT units | Balance of Plant | Condensing System | Condenser Tubes and Support Equipment | 3110 | Condenser tube leaks
862 | CoG steam units | Balance of Plant | Condensing System | Condenser Tubes and Support Equipment | 3110 | Condenser tube leaks
100 | Fossil-Steam | Balance of Plant | Condensing System | Condenser Tubes and Support Equipment | 3111 | Condenser tube fouling shell side
200 | Nuclear | Balance of Plant | Condensing System | Condenser Tubes and Support Equipment | 3111 | Condenser tube fouling shell side
650 | Fluidized Bed | Balance of Plant | Condensing System | Condenser Tubes and Support Equipment | 3111 | Condenser tube fouling shell side
800 | Miscellaneous | Balance of Plant | Condensing System | Condenser Tubes and Support Equipment | 3111 | Condenser tube fouling shell side
810 | Multi-boiler/Multi-turbine | Balance of Plant | Condensing System | Condenser Tubes and Support Equipment | 3111 | Condenser tube fouling shell side
830 | Geothermal | Balance of Plant | Condensing System | Condenser Tubes and Support Equipment | 3111 | Condenser tube fouling shell side
850 | Combined Cycle Block | Balance of Plant | Condensing System | Condenser Tubes and Support Equipment | 3111 | Condenser tube fouling shell side
851 | CC GT units | Balance of Plant | Condensing System | Condenser Tubes and Support Equipment | 3111 | Condenser tube fouling shell side
852 | CC steam units | Balance of Plant | Condensing System | Condenser Tubes and Support Equipment | 3111 | Condenser tube fouling shell side
860 | Co-generator Block | Balance of Plant | Condensing System | Condenser Tubes and Support Equipment | 3111 | Condenser tube fouling shell side
861 | CoG GT units | Balance of Plant | Condensing System | Condenser Tubes and Support Equipment | 3111 | Condenser tube fouling shell side
862 | CoG steam units | Balance of Plant | Condensing System | Condenser Tubes and Support Equipment | 3111 | Condenser tube fouling shell side
100 | Fossil-Steam | Balance of Plant | Condensing System | Condenser Tubes and Support Equipment | 3112 | Condenser tube fouling tube side
200 | Nuclear | Balance of Plant | Condensing System | Condenser Tubes and Support Equipment | 3112 | Condenser tube fouling tube side
650 | Fluidized Bed | Balance of Plant | Condensing System | Condenser Tubes and Support Equipment | 3112 | Condenser tube fouling tube side
800 | Miscellaneous | Balance of Plant | Condensing System | Condenser Tubes and Support Equipment | 3112 | Condenser tube fouling tube side
810 | Multi-boiler/Multi-turbine | Balance of Plant | Condensing System | Condenser Tubes and Support Equipment | 3112 | Condenser tube fouling tube side
830 | Geothermal | Balance of Plant | Condensing System | Condenser Tubes and Support Equipment | 3112 | Condenser tube fouling tube side
850 | Combined Cycle Block | Balance of Plant | Condensing System | Condenser Tubes and Support Equipment | 3112 | Condenser tube fouling tube side
851 | CC GT units | Balance of Plant | Condensing System | Condenser Tubes and Support Equipment | 3112 | Condenser tube fouling tube side
852 | CC steam units | Balance of Plant | Condensing System | Condenser Tubes and Support Equipment | 3112 | Condenser tube fouling tube side
860 | Co-generator Block | Balance of Plant | Condensing System | Condenser Tubes and Support Equipment | 3112 | Condenser tube fouling tube side
861 | CoG GT units | Balance of Plant | Condensing System | Condenser Tubes and Support Equipment | 3112 | Condenser tube fouling tube side
862 | CoG steam units | Balance of Plant | Condensing System | Condenser Tubes and Support Equipment | 3112 | Condenser tube fouling tube side
100 | Fossil-Steam | Balance of Plant | Condensing System | Condenser Tubes and Support Equipment | 3113 | Condenser tube and water box cleaning (including circulating water flow reversal)
200 | Nuclear | Balance of Plant | Condensing System | Condenser Tubes and Support Equipment | 3113 | Condenser tube and water box cleaning (including circulating water flow reversal)
650 | Fluidized Bed | Balance of Plant | Condensing System | Condenser Tubes and Support Equipment | 3113 | Condenser tube and water box cleaning (including circulating water flow reversal)
800 | Miscellaneous | Balance of Plant | Condensing System | Condenser Tubes and Support Equipment | 3113 | Condenser tube and water box cleaning (including circulating water flow reversal)
810 | Multi-boiler/Multi-turbine | Balance of Plant | Condensing System | Condenser Tubes and Support Equipment | 3113 | Condenser tube and water box cleaning (including circulating water flow reversal)
830 | Geothermal | Balance of Plant | Condensing System | Condenser Tubes and Support Equipment | 3113 | Condenser tube and water box cleaning (including circulating water flow reversal)
850 | Combined Cycle Block | Balance of Plant | Condensing System | Condenser Tubes and Support Equipment | 3113 | Condenser tube and water box cleaning (including circulating water flow reversal)
851 | CC GT units | Balance of Plant | Condensing System | Condenser Tubes and Support Equipment | 3113 | Condenser tube and water box cleaning (including circulating water flow reversal)
852 | CC steam units | Balance of Plant | Condensing System | Condenser Tubes and Support Equipment | 3113 | Condenser tube and water box cleaning (including circulating water flow reversal)
860 | Co-generator Block | Balance of Plant | Condensing System | Condenser Tubes and Support Equipment | 3113 | Condenser tube and water box cleaning (including circulating water flow reversal)
861 | CoG GT units | Balance of Plant | Condensing System | Condenser Tubes and Support Equipment | 3113 | Condenser tube and water box cleaning (including circulating water flow reversal)
862 | CoG steam units | Balance of Plant | Condensing System | Condenser Tubes and Support Equipment | 3113 | Condenser tube and water box cleaning (including circulating water flow reversal)
100 | Fossil-Steam | Balance of Plant | Condensing System | Condenser Tubes and Support Equipment | 3114 | Air-cooled condenser tubes
200 | Nuclear | Balance of Plant | Condensing System | Condenser Tubes and Support Equipment | 3114 | Air-cooled condenser tubes
650 | Fluidized Bed | Balance of Plant | Condensing System | Condenser Tubes and Support Equipment | 3114 | Air-cooled condenser tubes
800 | Miscellaneous | Balance of Plant | Condensing System | Condenser Tubes and Support Equipment | 3114 | Air-cooled condenser tubes
810 | Multi-boiler/Multi-turbine | Balance of Plant | Condensing System | Condenser Tubes and Support Equipment | 3114 | Air-cooled condenser tubes
830 | Geothermal | Balance of Plant | Condensing System | Condenser Tubes and Support Equipment | 3114 | Air-cooled condenser tubes
850 | Combined Cycle Block | Balance of Plant | Condensing System | Condenser Tubes and Support Equipment | 3114 | Air-cooled condenser tubes
851 | CC GT units | Balance of Plant | Condensing System | Condenser Tubes and Support Equipment | 3114 | Air-cooled condenser tubes
852 | CC steam units | Balance of Plant | Condensing System | Condenser Tubes and Support Equipment | 3114 | Air-cooled condenser tubes
860 | Co-generator Block | Balance of Plant | Condensing System | Condenser Tubes and Support Equipment | 3114 | Air-cooled condenser tubes
861 | CoG GT units | Balance of Plant | Condensing System | Condenser Tubes and Support Equipment | 3114 | Air-cooled condenser tubes
862 | CoG steam units | Balance of Plant | Condensing System | Condenser Tubes and Support Equipment | 3114 | Air-cooled condenser tubes
100 | Fossil-Steam | Balance of Plant | Condensing System | Condenser Tubes and Support Equipment | 3115 | Air-cooled condenser pumps
200 | Nuclear | Balance of Plant | Condensing System | Condenser Tubes and Support Equipment | 3115 | Air-cooled condenser pumps
650 | Fluidized Bed | Balance of Plant | Condensing System | Condenser Tubes and Support Equipment | 3115 | Air-cooled condenser pumps
800 | Miscellaneous | Balance of Plant | Condensing System | Condenser Tubes and Support Equipment | 3115 | Air-cooled condenser pumps
810 | Multi-boiler/Multi-turbine | Balance of Plant | Condensing System | Condenser Tubes and Support Equipment | 3115 | Air-cooled condenser pumps
830 | Geothermal | Balance of Plant | Condensing System | Condenser Tubes and Support Equipment | 3115 | Air-cooled condenser pumps
850 | Combined Cycle Block | Balance of Plant | Condensing System | Condenser Tubes and Support Equipment | 3115 | Air-cooled condenser pumps
851 | CC GT units | Balance of Plant | Condensing System | Condenser Tubes and Support Equipment | 3115 | Air-cooled condenser pumps
852 | CC steam units | Balance of Plant | Condensing System | Condenser Tubes and Support Equipment | 3115 | Air-cooled condenser pumps
860 | Co-generator Block | Balance of Plant | Condensing System | Condenser Tubes and Support Equipment | 3115 | Air-cooled condenser pumps
861 | CoG GT units | Balance of Plant | Condensing System | Condenser Tubes and Support Equipment | 3115 | Air-cooled condenser pumps
862 | CoG steam units | Balance of Plant | Condensing System | Condenser Tubes and Support Equipment | 3115 | Air-cooled condenser pumps
100 | Fossil-Steam | Balance of Plant | Condensing System | Condenser Tubes and Support Equipment | 3116 | Air-cooled condenser fans
200 | Nuclear | Balance of Plant | Condensing System | Condenser Tubes and Support Equipment | 3116 | Air-cooled condenser fans
650 | Fluidized Bed | Balance of Plant | Condensing System | Condenser Tubes and Support Equipment | 3116 | Air-cooled condenser fans
800 | Miscellaneous | Balance of Plant | Condensing System | Condenser Tubes and Support Equipment | 3116 | Air-cooled condenser fans
810 | Multi-boiler/Multi-turbine | Balance of Plant | Condensing System | Condenser Tubes and Support Equipment | 3116 | Air-cooled condenser fans
830 | Geothermal | Balance of Plant | Condensing System | Condenser Tubes and Support Equipment | 3116 | Air-cooled condenser fans
850 | Combined Cycle Block | Balance of Plant | Condensing System | Condenser Tubes and Support Equipment | 3116 | Air-cooled condenser fans
851 | CC GT units | Balance of Plant | Condensing System | Condenser Tubes and Support Equipment | 3116 | Air-cooled condenser fans
852 | CC steam units | Balance of Plant | Condensing System | Condenser Tubes and Support Equipment | 3116 | Air-cooled condenser fans
860 | Co-generator Block | Balance of Plant | Condensing System | Condenser Tubes and Support Equipment | 3116 | Air-cooled condenser fans
861 | CoG GT units | Balance of Plant | Condensing System | Condenser Tubes and Support Equipment | 3116 | Air-cooled condenser fans
862 | CoG steam units | Balance of Plant | Condensing System | Condenser Tubes and Support Equipment | 3116 | Air-cooled condenser fans
100 | Fossil-Steam | Balance of Plant | Condensing System | Condenser Tubes and Support Equipment | 3117 | Air-cooled condenser fan motors
200 | Nuclear | Balance of Plant | Condensing System | Condenser Tubes and Support Equipment | 3117 | Air-cooled condenser fan motors
650 | Fluidized Bed | Balance of Plant | Condensing System | Condenser Tubes and Support Equipment | 3117 | Air-cooled condenser fan motors
800 | Miscellaneous | Balance of Plant | Condensing System | Condenser Tubes and Support Equipment | 3117 | Air-cooled condenser fan motors
810 | Multi-boiler/Multi-turbine | Balance of Plant | Condensing System | Condenser Tubes and Support Equipment | 3117 | Air-cooled condenser fan motors
830 | Geothermal | Balance of Plant | Condensing System | Condenser Tubes and Support Equipment | 3117 | Air-cooled condenser fan motors
850 | Combined Cycle Block | Balance of Plant | Condensing System | Condenser Tubes and Support Equipment | 3117 | Air-cooled condenser fan motors
851 | CC GT units | Balance of Plant | Condensing System | Condenser Tubes and Support Equipment | 3117 | Air-cooled condenser fan motors
852 | CC steam units | Balance of Plant | Condensing System | Condenser Tubes and Support Equipment | 3117 | Air-cooled condenser fan motors
860 | Co-generator Block | Balance of Plant | Condensing System | Condenser Tubes and Support Equipment | 3117 | Air-cooled condenser fan motors
861 | CoG GT units | Balance of Plant | Condensing System | Condenser Tubes and Support Equipment | 3117 | Air-cooled condenser fan motors
862 | CoG steam units | Balance of Plant | Condensing System | Condenser Tubes and Support Equipment | 3117 | Air-cooled condenser fan motors
100 | Fossil-Steam | Balance of Plant | Condensing System | Condenser Tubes and Support Equipment | 3118 | Other Air-cooled condenser problems
200 | Nuclear | Balance of Plant | Condensing System | Condenser Tubes and Support Equipment | 3118 | Other Air-cooled condenser problems
650 | Fluidized Bed | Balance of Plant | Condensing System | Condenser Tubes and Support Equipment | 3118 | Other Air-cooled condenser problems
800 | Miscellaneous | Balance of Plant | Condensing System | Condenser Tubes and Support Equipment | 3118 | Other Air-cooled condenser problems
810 | Multi-boiler/Multi-turbine | Balance of Plant | Condensing System | Condenser Tubes and Support Equipment | 3118 | Other Air-cooled condenser problems
830 | Geothermal | Balance of Plant | Condensing System | Condenser Tubes and Support Equipment | 3118 | Other Air-cooled condenser problems
850 | Combined Cycle Block | Balance of Plant | Condensing System | Condenser Tubes and Support Equipment | 3118 | Other Air-cooled condenser problems
851 | CC GT units | Balance of Plant | Condensing System | Condenser Tubes and Support Equipment | 3118 | Other Air-cooled condenser problems
852 | CC steam units | Balance of Plant | Condensing System | Condenser Tubes and Support Equipment | 3118 | Other Air-cooled condenser problems
860 | Co-generator Block | Balance of Plant | Condensing System | Condenser Tubes and Support Equipment | 3118 | Other Air-cooled condenser problems
861 | CoG GT units | Balance of Plant | Condensing System | Condenser Tubes and Support Equipment | 3118 | Other Air-cooled condenser problems
862 | CoG steam units | Balance of Plant | Condensing System | Condenser Tubes and Support Equipment | 3118 | Other Air-cooled condenser problems
100 | Fossil-Steam | Balance of Plant | Condensing System | Condenser Tubes and Support Equipment | 3119 | Other condenser tube casing or shell and internal problems
200 | Nuclear | Balance of Plant | Condensing System | Condenser Tubes and Support Equipment | 3119 | Other condenser tube casing or shell and internal problems
650 | Fluidized Bed | Balance of Plant | Condensing System | Condenser Tubes and Support Equipment | 3119 | Other condenser tube casing or shell and internal problems
800 | Miscellaneous | Balance of Plant | Condensing System | Condenser Tubes and Support Equipment | 3119 | Other condenser tube casing or shell and internal problems
810 | Multi-boiler/Multi-turbine | Balance of Plant | Condensing System | Condenser Tubes and Support Equipment | 3119 | Other condenser tube casing or shell and internal problems
830 | Geothermal | Balance of Plant | Condensing System | Condenser Tubes and Support Equipment | 3119 | Other condenser tube casing or shell and internal problems
850 | Combined Cycle Block | Balance of Plant | Condensing System | Condenser Tubes and Support Equipment | 3119 | Other condenser tube casing or shell and internal problems
851 | CC GT units | Balance of Plant | Condensing System | Condenser Tubes and Support Equipment | 3119 | Other condenser tube casing or shell and internal problems
852 | CC steam units | Balance of Plant | Condensing System | Condenser Tubes and Support Equipment | 3119 | Other condenser tube casing or shell and internal problems
860 | Co-generator Block | Balance of Plant | Condensing System | Condenser Tubes and Support Equipment | 3119 | Other condenser tube casing or shell and internal problems
861 | CoG GT units | Balance of Plant | Condensing System | Condenser Tubes and Support Equipment | 3119 | Other condenser tube casing or shell and internal problems
862 | CoG steam units | Balance of Plant | Condensing System | Condenser Tubes and Support Equipment | 3119 | Other condenser tube casing or shell and internal problems
100 | Fossil-Steam | Balance of Plant | Condensing System | Condenser Casing or Shell and Internals | 3120 | Tube sheets
200 | Nuclear | Balance of Plant | Condensing System | Condenser Casing or Shell and Internals | 3120 | Tube sheets
650 | Fluidized Bed | Balance of Plant | Condensing System | Condenser Casing or Shell and Internals | 3120 | Tube sheets
800 | Miscellaneous | Balance of Plant | Condensing System | Condenser Casing or Shell and Internals | 3120 | Tube sheets
810 | Multi-boiler/Multi-turbine | Balance of Plant | Condensing System | Condenser Casing or Shell and Internals | 3120 | Tube sheets
830 | Geothermal | Balance of Plant | Condensing System | Condenser Casing or Shell and Internals | 3120 | Tube sheets
850 | Combined Cycle Block | Balance of Plant | Condensing System | Condenser Casing or Shell and Internals | 3120 | Tube sheets
851 | CC GT units | Balance of Plant | Condensing System | Condenser Casing or Shell and Internals | 3120 | Tube sheets
852 | CC steam units | Balance of Plant | Condensing System | Condenser Casing or Shell and Internals | 3120 | Tube sheets
860 | Co-generator Block | Balance of Plant | Condensing System | Condenser Casing or Shell and Internals | 3120 | Tube sheets
861 | CoG GT units | Balance of Plant | Condensing System | Condenser Casing or Shell and Internals | 3120 | Tube sheets
862 | CoG steam units | Balance of Plant | Condensing System | Condenser Casing or Shell and Internals | 3120 | Tube sheets
100 | Fossil-Steam | Balance of Plant | Condensing System | Condenser Casing or Shell and Internals | 3121 | Expansion joint
200 | Nuclear | Balance of Plant | Condensing System | Condenser Casing or Shell and Internals | 3121 | Expansion joint
650 | Fluidized Bed | Balance of Plant | Condensing System | Condenser Casing or Shell and Internals | 3121 | Expansion joint
800 | Miscellaneous | Balance of Plant | Condensing System | Condenser Casing or Shell and Internals | 3121 | Expansion joint
810 | Multi-boiler/Multi-turbine | Balance of Plant | Condensing System | Condenser Casing or Shell and Internals | 3121 | Expansion joint
830 | Geothermal | Balance of Plant | Condensing System | Condenser Casing or Shell and Internals | 3121 | Expansion joint
850 | Combined Cycle Block | Balance of Plant | Condensing System | Condenser Casing or Shell and Internals | 3121 | Expansion joint
851 | CC GT units | Balance of Plant | Condensing System | Condenser Casing or Shell and Internals | 3121 | Expansion joint
852 | CC steam units | Balance of Plant | Condensing System | Condenser Casing or Shell and Internals | 3121 | Expansion joint
860 | Co-generator Block | Balance of Plant | Condensing System | Condenser Casing or Shell and Internals | 3121 | Expansion joint
861 | CoG GT units | Balance of Plant | Condensing System | Condenser Casing or Shell and Internals | 3121 | Expansion joint
862 | CoG steam units | Balance of Plant | Condensing System | Condenser Casing or Shell and Internals | 3121 | Expansion joint
100 | Fossil-Steam | Balance of Plant | Condensing System | Condenser Casing or Shell and Internals | 3122 | Gaskets and seals
200 | Nuclear | Balance of Plant | Condensing System | Condenser Casing or Shell and Internals | 3122 | Gaskets and seals
650 | Fluidized Bed | Balance of Plant | Condensing System | Condenser Casing or Shell and Internals | 3122 | Gaskets and seals
800 | Miscellaneous | Balance of Plant | Condensing System | Condenser Casing or Shell and Internals | 3122 | Gaskets and seals
810 | Multi-boiler/Multi-turbine | Balance of Plant | Condensing System | Condenser Casing or Shell and Internals | 3122 | Gaskets and seals
830 | Geothermal | Balance of Plant | Condensing System | Condenser Casing or Shell and Internals | 3122 | Gaskets and seals
850 | Combined Cycle Block | Balance of Plant | Condensing System | Condenser Casing or Shell and Internals | 3122 | Gaskets and seals
851 | CC GT units | Balance of Plant | Condensing System | Condenser Casing or Shell and Internals | 3122 | Gaskets and seals
852 | CC steam units | Balance of Plant | Condensing System | Condenser Casing or Shell and Internals | 3122 | Gaskets and seals
860 | Co-generator Block | Balance of Plant | Condensing System | Condenser Casing or Shell and Internals | 3122 | Gaskets and seals
861 | CoG GT units | Balance of Plant | Condensing System | Condenser Casing or Shell and Internals | 3122 | Gaskets and seals
862 | CoG steam units | Balance of Plant | Condensing System | Condenser Casing or Shell and Internals | 3122 | Gaskets and seals
100 | Fossil-Steam | Balance of Plant | Condensing System | Condenser Casing or Shell and Internals | 3123 | Hot well
200 | Nuclear | Balance of Plant | Condensing System | Condenser Casing or Shell and Internals | 3123 | Hot well
650 | Fluidized Bed | Balance of Plant | Condensing System | Condenser Casing or Shell and Internals | 3123 | Hot well
800 | Miscellaneous | Balance of Plant | Condensing System | Condenser Casing or Shell and Internals | 3123 | Hot well
810 | Multi-boiler/Multi-turbine | Balance of Plant | Condensing System | Condenser Casing or Shell and Internals | 3123 | Hot well
830 | Geothermal | Balance of Plant | Condensing System | Condenser Casing or Shell and Internals | 3123 | Hot well
850 | Combined Cycle Block | Balance of Plant | Condensing System | Condenser Casing or Shell and Internals | 3123 | Hot well
851 | CC GT units | Balance of Plant | Condensing System | Condenser Casing or Shell and Internals | 3123 | Hot well
852 | CC steam units | Balance of Plant | Condensing System | Condenser Casing or Shell and Internals | 3123 | Hot well
860 | Co-generator Block | Balance of Plant | Condensing System | Condenser Casing or Shell and Internals | 3123 | Hot well
861 | CoG GT units | Balance of Plant | Condensing System | Condenser Casing or Shell and Internals | 3123 | Hot well
862 | CoG steam units | Balance of Plant | Condensing System | Condenser Casing or Shell and Internals | 3123 | Hot well
100 | Fossil-Steam | Balance of Plant | Condensing System | Condenser Casing or Shell and Internals | 3124 | Tube sheet fouling
200 | Nuclear | Balance of Plant | Condensing System | Condenser Casing or Shell and Internals | 3124 | Tube sheet fouling
650 | Fluidized Bed | Balance of Plant | Condensing System | Condenser Casing or Shell and Internals | 3124 | Tube sheet fouling
800 | Miscellaneous | Balance of Plant | Condensing System | Condenser Casing or Shell and Internals | 3124 | Tube sheet fouling
810 | Multi-boiler/Multi-turbine | Balance of Plant | Condensing System | Condenser Casing or Shell and Internals | 3124 | Tube sheet fouling
830 | Geothermal | Balance of Plant | Condensing System | Condenser Casing or Shell and Internals | 3124 | Tube sheet fouling
850 | Combined Cycle Block | Balance of Plant | Condensing System | Condenser Casing or Shell and Internals | 3124 | Tube sheet fouling
851 | CC GT units | Balance of Plant | Condensing System | Condenser Casing or Shell and Internals | 3124 | Tube sheet fouling
852 | CC steam units | Balance of Plant | Condensing System | Condenser Casing or Shell and Internals | 3124 | Tube sheet fouling
860 | Co-generator Block | Balance of Plant | Condensing System | Condenser Casing or Shell and Internals | 3124 | Tube sheet fouling
861 | CoG GT units | Balance of Plant | Condensing System | Condenser Casing or Shell and Internals | 3124 | Tube sheet fouling
862 | CoG steam units | Balance of Plant | Condensing System | Condenser Casing or Shell and Internals | 3124 | Tube sheet fouling
100 | Fossil-Steam | Balance of Plant | Condensing System | Condenser Casing or Shell and Internals | 3129 | Other condenser casing or shell and internal problems
200 | Nuclear | Balance of Plant | Condensing System | Condenser Casing or Shell and Internals | 3129 | Other condenser casing or shell and internal problems
650 | Fluidized Bed | Balance of Plant | Condensing System | Condenser Casing or Shell and Internals | 3129 | Other condenser casing or shell and internal problems
800 | Miscellaneous | Balance of Plant | Condensing System | Condenser Casing or Shell and Internals | 3129 | Other condenser casing or shell and internal problems
810 | Multi-boiler/Multi-turbine | Balance of Plant | Condensing System | Condenser Casing or Shell and Internals | 3129 | Other condenser casing or shell and internal problems
830 | Geothermal | Balance of Plant | Condensing System | Condenser Casing or Shell and Internals | 3129 | Other condenser casing or shell and internal problems
850 | Combined Cycle Block | Balance of Plant | Condensing System | Condenser Casing or Shell and Internals | 3129 | Other condenser casing or shell and internal problems
851 | CC GT units | Balance of Plant | Condensing System | Condenser Casing or Shell and Internals | 3129 | Other condenser casing or shell and internal problems
852 | CC steam units | Balance of Plant | Condensing System | Condenser Casing or Shell and Internals | 3129 | Other condenser casing or shell and internal problems
860 | Co-generator Block | Balance of Plant | Condensing System | Condenser Casing or Shell and Internals | 3129 | Other condenser casing or shell and internal problems
861 | CoG GT units | Balance of Plant | Condensing System | Condenser Casing or Shell and Internals | 3129 | Other condenser casing or shell and internal problems
862 | CoG steam units | Balance of Plant | Condensing System | Condenser Casing or Shell and Internals | 3129 | Other condenser casing or shell and internal problems
100 | Fossil-Steam | Balance of Plant | Condensing System | Vacuum Equipment | 3130 | Air ejectors
200 | Nuclear | Balance of Plant | Condensing System | Vacuum Equipment | 3130 | Air ejectors
650 | Fluidized Bed | Balance of Plant | Condensing System | Vacuum Equipment | 3130 | Air ejectors
800 | Miscellaneous | Balance of Plant | Condensing System | Vacuum Equipment | 3130 | Air ejectors
810 | Multi-boiler/Multi-turbine | Balance of Plant | Condensing System | Vacuum Equipment | 3130 | Air ejectors
830 | Geothermal | Balance of Plant | Condensing System | Vacuum Equipment | 3130 | Air ejectors
850 | Combined Cycle Block | Balance of Plant | Condensing System | Vacuum Equipment | 3130 | Air ejectors
851 | CC GT units | Balance of Plant | Condensing System | Vacuum Equipment | 3130 | Air ejectors
852 | CC steam units | Balance of Plant | Condensing System | Vacuum Equipment | 3130 | Air ejectors
860 | Co-generator Block | Balance of Plant | Condensing System | Vacuum Equipment | 3130 | Air ejectors
861 | CoG GT units | Balance of Plant | Condensing System | Vacuum Equipment | 3130 | Air ejectors
862 | CoG steam units | Balance of Plant | Condensing System | Vacuum Equipment | 3130 | Air ejectors
100 | Fossil-Steam | Balance of Plant | Condensing System | Vacuum Equipment | 3131 | Air ejector piping and valves
200 | Nuclear | Balance of Plant | Condensing System | Vacuum Equipment | 3131 | Air ejector piping and valves
650 | Fluidized Bed | Balance of Plant | Condensing System | Vacuum Equipment | 3131 | Air ejector piping and valves
800 | Miscellaneous | Balance of Plant | Condensing System | Vacuum Equipment | 3131 | Air ejector piping and valves
810 | Multi-boiler/Multi-turbine | Balance of Plant | Condensing System | Vacuum Equipment | 3131 | Air ejector piping and valves
830 | Geothermal | Balance of Plant | Condensing System | Vacuum Equipment | 3131 | Air ejector piping and valves
850 | Combined Cycle Block | Balance of Plant | Condensing System | Vacuum Equipment | 3131 | Air ejector piping and valves
851 | CC GT units | Balance of Plant | Condensing System | Vacuum Equipment | 3131 | Air ejector piping and valves
852 | CC steam units | Balance of Plant | Condensing System | Vacuum Equipment | 3131 | Air ejector piping and valves
860 | Co-generator Block | Balance of Plant | Condensing System | Vacuum Equipment | 3131 | Air ejector piping and valves
861 | CoG GT units | Balance of Plant | Condensing System | Vacuum Equipment | 3131 | Air ejector piping and valves
862 | CoG steam units | Balance of Plant | Condensing System | Vacuum Equipment | 3131 | Air ejector piping and valves
100 | Fossil-Steam | Balance of Plant | Condensing System | Vacuum Equipment | 3132 | Inter and after condensers
200 | Nuclear | Balance of Plant | Condensing System | Vacuum Equipment | 3132 | Inter and after condensers
650 | Fluidized Bed | Balance of Plant | Condensing System | Vacuum Equipment | 3132 | Inter and after condensers
800 | Miscellaneous | Balance of Plant | Condensing System | Vacuum Equipment | 3132 | Inter and after condensers
810 | Multi-boiler/Multi-turbine | Balance of Plant | Condensing System | Vacuum Equipment | 3132 | Inter and after condensers
830 | Geothermal | Balance of Plant | Condensing System | Vacuum Equipment | 3132 | Inter and after condensers
850 | Combined Cycle Block | Balance of Plant | Condensing System | Vacuum Equipment | 3132 | Inter and after condensers
851 | CC GT units | Balance of Plant | Condensing System | Vacuum Equipment | 3132 | Inter and after condensers
852 | CC steam units | Balance of Plant | Condensing System | Vacuum Equipment | 3132 | Inter and after condensers
860 | Co-generator Block | Balance of Plant | Condensing System | Vacuum Equipment | 3132 | Inter and after condensers
861 | CoG GT units | Balance of Plant | Condensing System | Vacuum Equipment | 3132 | Inter and after condensers
862 | CoG steam units | Balance of Plant | Condensing System | Vacuum Equipment | 3132 | Inter and after condensers
100 | Fossil-Steam | Balance of Plant | Condensing System | Vacuum Equipment | 3133 | Vacuum pumps
200 | Nuclear | Balance of Plant | Condensing System | Vacuum Equipment | 3133 | Vacuum pumps
650 | Fluidized Bed | Balance of Plant | Condensing System | Vacuum Equipment | 3133 | Vacuum pumps
800 | Miscellaneous | Balance of Plant | Condensing System | Vacuum Equipment | 3133 | Vacuum pumps
810 | Multi-boiler/Multi-turbine | Balance of Plant | Condensing System | Vacuum Equipment | 3133 | Vacuum pumps
830 | Geothermal | Balance of Plant | Condensing System | Vacuum Equipment | 3133 | Vacuum pumps
850 | Combined Cycle Block | Balance of Plant | Condensing System | Vacuum Equipment | 3133 | Vacuum pumps
851 | CC GT units | Balance of Plant | Condensing System | Vacuum Equipment | 3133 | Vacuum pumps
852 | CC steam units | Balance of Plant | Condensing System | Vacuum Equipment | 3133 | Vacuum pumps
860 | Co-generator Block | Balance of Plant | Condensing System | Vacuum Equipment | 3133 | Vacuum pumps
861 | CoG GT units | Balance of Plant | Condensing System | Vacuum Equipment | 3133 | Vacuum pumps
862 | CoG steam units | Balance of Plant | Condensing System | Vacuum Equipment | 3133 | Vacuum pumps
100 | Fossil-Steam | Balance of Plant | Condensing System | Vacuum Equipment | 3134 | Vacuum pump piping and valves
200 | Nuclear | Balance of Plant | Condensing System | Vacuum Equipment | 3134 | Vacuum pump piping and valves
650 | Fluidized Bed | Balance of Plant | Condensing System | Vacuum Equipment | 3134 | Vacuum pump piping and valves
800 | Miscellaneous | Balance of Plant | Condensing System | Vacuum Equipment | 3134 | Vacuum pump piping and valves
810 | Multi-boiler/Multi-turbine | Balance of Plant | Condensing System | Vacuum Equipment | 3134 | Vacuum pump piping and valves
830 | Geothermal | Balance of Plant | Condensing System | Vacuum Equipment | 3134 | Vacuum pump piping and valves
850 | Combined Cycle Block | Balance of Plant | Condensing System | Vacuum Equipment | 3134 | Vacuum pump piping and valves
851 | CC GT units | Balance of Plant | Condensing System | Vacuum Equipment | 3134 | Vacuum pump piping and valves
852 | CC steam units | Balance of Plant | Condensing System | Vacuum Equipment | 3134 | Vacuum pump piping and valves
860 | Co-generator Block | Balance of Plant | Condensing System | Vacuum Equipment | 3134 | Vacuum pump piping and valves
861 | CoG GT units | Balance of Plant | Condensing System | Vacuum Equipment | 3134 | Vacuum pump piping and valves
862 | CoG steam units | Balance of Plant | Condensing System | Vacuum Equipment | 3134 | Vacuum pump piping and valves
100 | Fossil-Steam | Balance of Plant | Condensing System | Vacuum Equipment | 3135 | Vacuum pump motor and auxiliaries
200 | Nuclear | Balance of Plant | Condensing System | Vacuum Equipment | 3135 | Vacuum pump motor and auxiliaries
650 | Fluidized Bed | Balance of Plant | Condensing System | Vacuum Equipment | 3135 | Vacuum pump motor and auxiliaries
800 | Miscellaneous | Balance of Plant | Condensing System | Vacuum Equipment | 3135 | Vacuum pump motor and auxiliaries
810 | Multi-boiler/Multi-turbine | Balance of Plant | Condensing System | Vacuum Equipment | 3135 | Vacuum pump motor and auxiliaries
830 | Geothermal | Balance of Plant | Condensing System | Vacuum Equipment | 3135 | Vacuum pump motor and auxiliaries
850 | Combined Cycle Block | Balance of Plant | Condensing System | Vacuum Equipment | 3135 | Vacuum pump motor and auxiliaries
851 | CC GT units | Balance of Plant | Condensing System | Vacuum Equipment | 3135 | Vacuum pump motor and auxiliaries
852 | CC steam units | Balance of Plant | Condensing System | Vacuum Equipment | 3135 | Vacuum pump motor and auxiliaries
860 | Co-generator Block | Balance of Plant | Condensing System | Vacuum Equipment | 3135 | Vacuum pump motor and auxiliaries
861 | CoG GT units | Balance of Plant | Condensing System | Vacuum Equipment | 3135 | Vacuum pump motor and auxiliaries
862 | CoG steam units | Balance of Plant | Condensing System | Vacuum Equipment | 3135 | Vacuum pump motor and auxiliaries
100 | Fossil-Steam | Balance of Plant | Condensing System | Vacuum Equipment | 3139 | Other air extraction system problems - general
200 | Nuclear | Balance of Plant | Condensing System | Vacuum Equipment | 3139 | Other air extraction system problems - general
650 | Fluidized Bed | Balance of Plant | Condensing System | Vacuum Equipment | 3139 | Other air extraction system problems - general
800 | Miscellaneous | Balance of Plant | Condensing System | Vacuum Equipment | 3139 | Other air extraction system problems - general
810 | Multi-boiler/Multi-turbine | Balance of Plant | Condensing System | Vacuum Equipment | 3139 | Other air extraction system problems - general
830 | Geothermal | Balance of Plant | Condensing System | Vacuum Equipment | 3139 | Other air extraction system problems - general
850 | Combined Cycle Block | Balance of Plant | Condensing System | Vacuum Equipment | 3139 | Other air extraction system problems - general
851 | CC GT units | Balance of Plant | Condensing System | Vacuum Equipment | 3139 | Other air extraction system problems - general
852 | CC steam units | Balance of Plant | Condensing System | Vacuum Equipment | 3139 | Other air extraction system problems - general
860 | Co-generator Block | Balance of Plant | Condensing System | Vacuum Equipment | 3139 | Other air extraction system problems - general
861 | CoG GT units | Balance of Plant | Condensing System | Vacuum Equipment | 3139 | Other air extraction system problems - general
862 | CoG steam units | Balance of Plant | Condensing System | Vacuum Equipment | 3139 | Other air extraction system problems - general
100 | Fossil-Steam | Balance of Plant | Condensing System | Vacuum Equipment | 3149 | Loss of vacuum not attributable to a particular component such as air ejectors or valves, or high back pressure not attributable to high circulating water temperature, or vacuum losses from a known cause.
200 | Nuclear | Balance of Plant | Condensing System | Vacuum Equipment | 3149 | Loss of vacuum not attributable to a particular component such as air ejectors or valves, or high back pressure not attributable to high circulating water temperature, or vacuum losses from a known cause.
650 | Fluidized Bed | Balance of Plant | Condensing System | Vacuum Equipment | 3149 | Loss of vacuum not attributable to a particular component such as air ejectors or valves, or high back pressure not attributable to high circulating water temperature, or vacuum losses from a known cause.
800 | Miscellaneous | Balance of Plant | Condensing System | Vacuum Equipment | 3149 | Loss of vacuum not attributable to a particular component such as air ejectors or valves, or high back pressure not attributable to high circulating water temperature, or vacuum losses from a known cause.
810 | Multi-boiler/Multi-turbine | Balance of Plant | Condensing System | Vacuum Equipment | 3149 | Loss of vacuum not attributable to a particular component such as air ejectors or valves, or high back pressure not attributable to high circulating water temperature, or vacuum losses from a known cause.
830 | Geothermal | Balance of Plant | Condensing System | Vacuum Equipment | 3149 | Loss of vacuum not attributable to a particular component such as air ejectors or valves, or high back pressure not attributable to high circulating water temperature, or vacuum losses from a known cause.
850 | Combined Cycle Block | Balance of Plant | Condensing System | Vacuum Equipment | 3149 | Loss of vacuum not attributable to a particular component such as air ejectors or valves, or high back pressure not attributable to high circulating water temperature, or vacuum losses from a known cause.
851 | CC GT units | Balance of Plant | Condensing System | Vacuum Equipment | 3149 | Loss of vacuum not attributable to a particular component such as air ejectors or valves, or high back pressure not attributable to high circulating water temperature, or vacuum losses from a known cause.
852 | CC steam units | Balance of Plant | Condensing System | Vacuum Equipment | 3149 | Loss of vacuum not attributable to a particular component such as air ejectors or valves, or high back pressure not attributable to high circulating water temperature, or vacuum losses from a known cause.
860 | Co-generator Block | Balance of Plant | Condensing System | Vacuum Equipment | 3149 | Loss of vacuum not attributable to a particular component such as air ejectors or valves, or high back pressure not attributable to high circulating water temperature, or vacuum losses from a known cause.
861 | CoG GT units | Balance of Plant | Condensing System | Vacuum Equipment | 3149 | Loss of vacuum not attributable to a particular component such as air ejectors or valves, or high back pressure not attributable to high circulating water temperature, or vacuum losses from a known cause.
862 | CoG steam units | Balance of Plant | Condensing System | Vacuum Equipment | 3149 | Loss of vacuum not attributable to a particular component such as air ejectors or valves, or high back pressure not attributable to high circulating water temperature, or vacuum losses from a known cause.
100 | Fossil-Steam | Balance of Plant | Condensing System | Condenser Controls | 3150 | Hot well level controls
200 | Nuclear | Balance of Plant | Condensing System | Condenser Controls | 3150 | Hot well level controls
650 | Fluidized Bed | Balance of Plant | Condensing System | Condenser Controls | 3150 | Hot well level controls
800 | Miscellaneous | Balance of Plant | Condensing System | Condenser Controls | 3150 | Hot well level controls
810 | Multi-boiler/Multi-turbine | Balance of Plant | Condensing System | Condenser Controls | 3150 | Hot well level controls
830 | Geothermal | Balance of Plant | Condensing System | Condenser Controls | 3150 | Hot well level controls
850 | Combined Cycle Block | Balance of Plant | Condensing System | Condenser Controls | 3150 | Hot well level controls
851 | CC GT units | Balance of Plant | Condensing System | Condenser Controls | 3150 | Hot well level controls
852 | CC steam units | Balance of Plant | Condensing System | Condenser Controls | 3150 | Hot well level controls
860 | Co-generator Block | Balance of Plant | Condensing System | Condenser Controls | 3150 | Hot well level controls
861 | CoG GT units | Balance of Plant | Condensing System | Condenser Controls | 3150 | Hot well level controls
862 | CoG steam units | Balance of Plant | Condensing System | Condenser Controls | 3150 | Hot well level controls
100 | Fossil-Steam | Balance of Plant | Condensing System | Condenser Controls | 3151 | Vacuum pump and air ejector controls
200 | Nuclear | Balance of Plant | Condensing System | Condenser Controls | 3151 | Vacuum pump and air ejector controls
650 | Fluidized Bed | Balance of Plant | Condensing System | Condenser Controls | 3151 | Vacuum pump and air ejector controls
800 | Miscellaneous | Balance of Plant | Condensing System | Condenser Controls | 3151 | Vacuum pump and air ejector controls
810 | Multi-boiler/Multi-turbine | Balance of Plant | Condensing System | Condenser Controls | 3151 | Vacuum pump and air ejector controls
830 | Geothermal | Balance of Plant | Condensing System | Condenser Controls | 3151 | Vacuum pump and air ejector controls
850 | Combined Cycle Block | Balance of Plant | Condensing System | Condenser Controls | 3151 | Vacuum pump and air ejector controls
851 | CC GT units | Balance of Plant | Condensing System | Condenser Controls | 3151 | Vacuum pump and air ejector controls
852 | CC steam units | Balance of Plant | Condensing System | Condenser Controls | 3151 | Vacuum pump and air ejector controls
860 | Co-generator Block | Balance of Plant | Condensing System | Condenser Controls | 3151 | Vacuum pump and air ejector controls
861 | CoG GT units | Balance of Plant | Condensing System | Condenser Controls | 3151 | Vacuum pump and air ejector controls
862 | CoG steam units | Balance of Plant | Condensing System | Condenser Controls | 3151 | Vacuum pump and air ejector controls
100 | Fossil-Steam | Balance of Plant | Condensing System | Condenser Controls | 3152 | Air-cooled condenser controls
200 | Nuclear | Balance of Plant | Condensing System | Condenser Controls | 3152 | Air-cooled condenser controls
650 | Fluidized Bed | Balance of Plant | Condensing System | Condenser Controls | 3152 | Air-cooled condenser controls
800 | Miscellaneous | Balance of Plant | Condensing System | Condenser Controls | 3152 | Air-cooled condenser controls
810 | Multi-boiler/Multi-turbine | Balance of Plant | Condensing System | Condenser Controls | 3152 | Air-cooled condenser controls
830 | Geothermal | Balance of Plant | Condensing System | Condenser Controls | 3152 | Air-cooled condenser controls
850 | Combined Cycle Block | Balance of Plant | Condensing System | Condenser Controls | 3152 | Air-cooled condenser controls
851 | CC GT units | Balance of Plant | Condensing System | Condenser Controls | 3152 | Air-cooled condenser controls
852 | CC steam units | Balance of Plant | Condensing System | Condenser Controls | 3152 | Air-cooled condenser controls
860 | Co-generator Block | Balance of Plant | Condensing System | Condenser Controls | 3152 | Air-cooled condenser controls
861 | CoG GT units | Balance of Plant | Condensing System | Condenser Controls | 3152 | Air-cooled condenser controls
862 | CoG steam units | Balance of Plant | Condensing System | Condenser Controls | 3152 | Air-cooled condenser controls
100 | Fossil-Steam | Balance of Plant | Condensing System | Condenser Controls | 3159 | Other condensing system controls and instruments
200 | Nuclear | Balance of Plant | Condensing System | Condenser Controls | 3159 | Other condensing system controls and instruments
650 | Fluidized Bed | Balance of Plant | Condensing System | Condenser Controls | 3159 | Other condensing system controls and instruments
800 | Miscellaneous | Balance of Plant | Condensing System | Condenser Controls | 3159 | Other condensing system controls and instruments
810 | Multi-boiler/Multi-turbine | Balance of Plant | Condensing System | Condenser Controls | 3159 | Other condensing system controls and instruments
830 | Geothermal | Balance of Plant | Condensing System | Condenser Controls | 3159 | Other condensing system controls and instruments
850 | Combined Cycle Block | Balance of Plant | Condensing System | Condenser Controls | 3159 | Other condensing system controls and instruments
851 | CC GT units | Balance of Plant | Condensing System | Condenser Controls | 3159 | Other condensing system controls and instruments
852 | CC steam units | Balance of Plant | Condensing System | Condenser Controls | 3159 | Other condensing system controls and instruments
860 | Co-generator Block | Balance of Plant | Condensing System | Condenser Controls | 3159 | Other condensing system controls and instruments
861 | CoG GT units | Balance of Plant | Condensing System | Condenser Controls | 3159 | Other condensing system controls and instruments
862 | CoG steam units | Balance of Plant | Condensing System | Condenser Controls | 3159 | Other condensing system controls and instruments
100 | Fossil-Steam | Balance of Plant | Condensing System | Miscellaneous (Condensing System) | 3170 | Condenser inspection (use code 3110 to report looking for tube leaks)
200 | Nuclear | Balance of Plant | Condensing System | Miscellaneous (Condensing System) | 3170 | Condenser inspection (use code 3110 to report looking for tube leaks)
650 | Fluidized Bed | Balance of Plant | Condensing System | Miscellaneous (Condensing System) | 3170 | Condenser inspection (use code 3110 to report looking for tube leaks)
800 | Miscellaneous | Balance of Plant | Condensing System | Miscellaneous (Condensing System) | 3170 | Condenser inspection (use code 3110 to report looking for tube leaks)
810 | Multi-boiler/Multi-turbine | Balance of Plant | Condensing System | Miscellaneous (Condensing System) | 3170 | Condenser inspection (use code 3110 to report looking for tube leaks)
830 | Geothermal | Balance of Plant | Condensing System | Miscellaneous (Condensing System) | 3170 | Condenser inspection (use code 3110 to report looking for tube leaks)
850 | Combined Cycle Block | Balance of Plant | Condensing System | Miscellaneous (Condensing System) | 3170 | Condenser inspection (use code 3110 to report looking for tube leaks)
851 | CC GT units | Balance of Plant | Condensing System | Miscellaneous (Condensing System) | 3170 | Condenser inspection (use code 3110 to report looking for tube leaks)
852 | CC steam units | Balance of Plant | Condensing System | Miscellaneous (Condensing System) | 3170 | Condenser inspection (use code 3110 to report looking for tube leaks)
860 | Co-generator Block | Balance of Plant | Condensing System | Miscellaneous (Condensing System) | 3170 | Condenser inspection (use code 3110 to report looking for tube leaks)
861 | CoG GT units | Balance of Plant | Condensing System | Miscellaneous (Condensing System) | 3170 | Condenser inspection (use code 3110 to report looking for tube leaks)
862 | CoG steam units | Balance of Plant | Condensing System | Miscellaneous (Condensing System) | 3170 | Condenser inspection (use code 3110 to report looking for tube leaks)
100 | Fossil-Steam | Balance of Plant | Condensing System | Miscellaneous (Condensing System) | 3171 | Air-cooled condenser inspections
200 | Nuclear | Balance of Plant | Condensing System | Miscellaneous (Condensing System) | 3171 | Air-cooled condenser inspections
650 | Fluidized Bed | Balance of Plant | Condensing System | Miscellaneous (Condensing System) | 3171 | Air-cooled condenser inspections
800 | Miscellaneous | Balance of Plant | Condensing System | Miscellaneous (Condensing System) | 3171 | Air-cooled condenser inspections
810 | Multi-boiler/Multi-turbine | Balance of Plant | Condensing System | Miscellaneous (Condensing System) | 3171 | Air-cooled condenser inspections
830 | Geothermal | Balance of Plant | Condensing System | Miscellaneous (Condensing System) | 3171 | Air-cooled condenser inspections
850 | Combined Cycle Block | Balance of Plant | Condensing System | Miscellaneous (Condensing System) | 3171 | Air-cooled condenser inspections
851 | CC GT units | Balance of Plant | Condensing System | Miscellaneous (Condensing System) | 3171 | Air-cooled condenser inspections
852 | CC steam units | Balance of Plant | Condensing System | Miscellaneous (Condensing System) | 3171 | Air-cooled condenser inspections
860 | Co-generator Block | Balance of Plant | Condensing System | Miscellaneous (Condensing System) | 3171 | Air-cooled condenser inspections
861 | CoG GT units | Balance of Plant | Condensing System | Miscellaneous (Condensing System) | 3171 | Air-cooled condenser inspections
862 | CoG steam units | Balance of Plant | Condensing System | Miscellaneous (Condensing System) | 3171 | Air-cooled condenser inspections
100 | Fossil-Steam | Balance of Plant | Condensing System | Miscellaneous (Condensing System) | 3180 | Major condenser overhaul
200 | Nuclear | Balance of Plant | Condensing System | Miscellaneous (Condensing System) | 3180 | Major condenser overhaul
650 | Fluidized Bed | Balance of Plant | Condensing System | Miscellaneous (Condensing System) | 3180 | Major condenser overhaul
800 | Miscellaneous | Balance of Plant | Condensing System | Miscellaneous (Condensing System) | 3180 | Major condenser overhaul
810 | Multi-boiler/Multi-turbine | Balance of Plant | Condensing System | Miscellaneous (Condensing System) | 3180 | Major condenser overhaul
830 | Geothermal | Balance of Plant | Condensing System | Miscellaneous (Condensing System) | 3180 | Major condenser overhaul
850 | Combined Cycle Block | Balance of Plant | Condensing System | Miscellaneous (Condensing System) | 3180 | Major condenser overhaul
851 | CC GT units | Balance of Plant | Condensing System | Miscellaneous (Condensing System) | 3180 | Major condenser overhaul
852 | CC steam units | Balance of Plant | Condensing System | Miscellaneous (Condensing System) | 3180 | Major condenser overhaul
860 | Co-generator Block | Balance of Plant | Condensing System | Miscellaneous (Condensing System) | 3180 | Major condenser overhaul
861 | CoG GT units | Balance of Plant | Condensing System | Miscellaneous (Condensing System) | 3180 | Major condenser overhaul
862 | CoG steam units | Balance of Plant | Condensing System | Miscellaneous (Condensing System) | 3180 | Major condenser overhaul
100 | Fossil-Steam | Balance of Plant | Condensing System | Miscellaneous (Condensing System) | 3185 | Water side cathodic protection
200 | Nuclear | Balance of Plant | Condensing System | Miscellaneous (Condensing System) | 3185 | Water side cathodic protection
650 | Fluidized Bed | Balance of Plant | Condensing System | Miscellaneous (Condensing System) | 3185 | Water side cathodic protection
800 | Miscellaneous | Balance of Plant | Condensing System | Miscellaneous (Condensing System) | 3185 | Water side cathodic protection
810 | Multi-boiler/Multi-turbine | Balance of Plant | Condensing System | Miscellaneous (Condensing System) | 3185 | Water side cathodic protection
830 | Geothermal | Balance of Plant | Condensing System | Miscellaneous (Condensing System) | 3185 | Water side cathodic protection
850 | Combined Cycle Block | Balance of Plant | Condensing System | Miscellaneous (Condensing System) | 3185 | Water side cathodic protection
851 | CC GT units | Balance of Plant | Condensing System | Miscellaneous (Condensing System) | 3185 | Water side cathodic protection
852 | CC steam units | Balance of Plant | Condensing System | Miscellaneous (Condensing System) | 3185 | Water side cathodic protection
860 | Co-generator Block | Balance of Plant | Condensing System | Miscellaneous (Condensing System) | 3185 | Water side cathodic protection
861 | CoG GT units | Balance of Plant | Condensing System | Miscellaneous (Condensing System) | 3185 | Water side cathodic protection
862 | CoG steam units | Balance of Plant | Condensing System | Miscellaneous (Condensing System) | 3185 | Water side cathodic protection
100 | Fossil-Steam | Balance of Plant | Condensing System | Miscellaneous (Condensing System) | 3186 | Auxiliary condenser and associated equipment
650 | Fluidized Bed | Balance of Plant | Condensing System | Miscellaneous (Condensing System) | 3186 | Auxiliary condenser and associated equipment
800 | Miscellaneous | Balance of Plant | Condensing System | Miscellaneous (Condensing System) | 3186 | Auxiliary condenser and associated equipment
810 | Multi-boiler/Multi-turbine | Balance of Plant | Condensing System | Miscellaneous (Condensing System) | 3186 | Auxiliary condenser and associated equipment
850 | Combined Cycle Block | Balance of Plant | Condensing System | Miscellaneous (Condensing System) | 3186 | Auxiliary condenser and associated equipment
851 | CC GT units | Balance of Plant | Condensing System | Miscellaneous (Condensing System) | 3186 | Auxiliary condenser and associated equipment
852 | CC steam units | Balance of Plant | Condensing System | Miscellaneous (Condensing System) | 3186 | Auxiliary condenser and associated equipment
860 | Co-generator Block | Balance of Plant | Condensing System | Miscellaneous (Condensing System) | 3186 | Auxiliary condenser and associated equipment
861 | CoG GT units | Balance of Plant | Condensing System | Miscellaneous (Condensing System) | 3186 | Auxiliary condenser and associated equipment
862 | CoG steam units | Balance of Plant | Condensing System | Miscellaneous (Condensing System) | 3186 | Auxiliary condenser and associated equipment
100 | Fossil-Steam | Balance of Plant | Condensing System | Miscellaneous (Condensing System) | 3190 | Air leakage (for losses not attributable to previously noted equipment related codes)
200 | Nuclear | Balance of Plant | Condensing System | Miscellaneous (Condensing System) | 3190 | Air leakage (for losses not attributable to previously noted equipment related codes)
650 | Fluidized Bed | Balance of Plant | Condensing System | Miscellaneous (Condensing System) | 3190 | Air leakage (for losses not attributable to previously noted equipment related codes)
800 | Miscellaneous | Balance of Plant | Condensing System | Miscellaneous (Condensing System) | 3190 | Air leakage (for losses not attributable to previously noted equipment related codes)
810 | Multi-boiler/Multi-turbine | Balance of Plant | Condensing System | Miscellaneous (Condensing System) | 3190 | Air leakage (for losses not attributable to previously noted equipment related codes)
830 | Geothermal | Balance of Plant | Condensing System | Miscellaneous (Condensing System) | 3190 | Air leakage (for losses not attributable to previously noted equipment related codes)
850 | Combined Cycle Block | Balance of Plant | Condensing System | Miscellaneous (Condensing System) | 3190 | Air leakage (for losses not attributable to previously noted equipment related codes)
851 | CC GT units | Balance of Plant | Condensing System | Miscellaneous (Condensing System) | 3190 | Air leakage (for losses not attributable to previously noted equipment related codes)
852 | CC steam units | Balance of Plant | Condensing System | Miscellaneous (Condensing System) | 3190 | Air leakage (for losses not attributable to previously noted equipment related codes)
860 | Co-generator Block | Balance of Plant | Condensing System | Miscellaneous (Condensing System) | 3190 | Air leakage (for losses not attributable to previously noted equipment related codes)
861 | CoG GT units | Balance of Plant | Condensing System | Miscellaneous (Condensing System) | 3190 | Air leakage (for losses not attributable to previously noted equipment related codes)
862 | CoG steam units | Balance of Plant | Condensing System | Miscellaneous (Condensing System) | 3190 | Air leakage (for losses not attributable to previously noted equipment related codes)
100 | Fossil-Steam | Balance of Plant | Condensing System | Miscellaneous (Condensing System) | 3199 | Other miscellaneous condensing system problems
200 | Nuclear | Balance of Plant | Condensing System | Miscellaneous (Condensing System) | 3199 | Other miscellaneous condensing system problems
650 | Fluidized Bed | Balance of Plant | Condensing System | Miscellaneous (Condensing System) | 3199 | Other miscellaneous condensing system problems
800 | Miscellaneous | Balance of Plant | Condensing System | Miscellaneous (Condensing System) | 3199 | Other miscellaneous condensing system problems
810 | Multi-boiler/Multi-turbine | Balance of Plant | Condensing System | Miscellaneous (Condensing System) | 3199 | Other miscellaneous condensing system problems
830 | Geothermal | Balance of Plant | Condensing System | Miscellaneous (Condensing System) | 3199 | Other miscellaneous condensing system problems
850 | Combined Cycle Block | Balance of Plant | Condensing System | Miscellaneous (Condensing System) | 3199 | Other miscellaneous condensing system problems
851 | CC GT units | Balance of Plant | Condensing System | Miscellaneous (Condensing System) | 3199 | Other miscellaneous condensing system problems
852 | CC steam units | Balance of Plant | Condensing System | Miscellaneous (Condensing System) | 3199 | Other miscellaneous condensing system problems
860 | Co-generator Block | Balance of Plant | Condensing System | Miscellaneous (Condensing System) | 3199 | Other miscellaneous condensing system problems
861 | CoG GT units | Balance of Plant | Condensing System | Miscellaneous (Condensing System) | 3199 | Other miscellaneous condensing system problems
862 | CoG steam units | Balance of Plant | Condensing System | Miscellaneous (Condensing System) | 3199 | Other miscellaneous condensing system problems
100 | Fossil-Steam | Balance of Plant | Circulating Water Systems |  | 3210 | Circulating water pumps
200 | Nuclear | Balance of Plant | Circulating Water Systems |  | 3210 | Circulating water pumps
650 | Fluidized Bed | Balance of Plant | Circulating Water Systems |  | 3210 | Circulating water pumps
800 | Miscellaneous | Balance of Plant | Circulating Water Systems |  | 3210 | Circulating water pumps
810 | Multi-boiler/Multi-turbine | Balance of Plant | Circulating Water Systems |  | 3210 | Circulating water pumps
830 | Geothermal | Balance of Plant | Circulating Water Systems |  | 3210 | Circulating water pumps
850 | Combined Cycle Block | Balance of Plant | Circulating Water Systems |  | 3210 | Circulating water pumps
851 | CC GT units | Balance of Plant | Circulating Water Systems |  | 3210 | Circulating water pumps
852 | CC steam units | Balance of Plant | Circulating Water Systems |  | 3210 | Circulating water pumps
860 | Co-generator Block | Balance of Plant | Circulating Water Systems |  | 3210 | Circulating water pumps
861 | CoG GT units | Balance of Plant | Circulating Water Systems |  | 3210 | Circulating water pumps
862 | CoG steam units | Balance of Plant | Circulating Water Systems |  | 3210 | Circulating water pumps
100 | Fossil-Steam | Balance of Plant | Circulating Water Systems |  | 3211 | Circulating water pump motors
200 | Nuclear | Balance of Plant | Circulating Water Systems |  | 3211 | Circulating water pump motors
650 | Fluidized Bed | Balance of Plant | Circulating Water Systems |  | 3211 | Circulating water pump motors
800 | Miscellaneous | Balance of Plant | Circulating Water Systems |  | 3211 | Circulating water pump motors
810 | Multi-boiler/Multi-turbine | Balance of Plant | Circulating Water Systems |  | 3211 | Circulating water pump motors
830 | Geothermal | Balance of Plant | Circulating Water Systems |  | 3211 | Circulating water pump motors
850 | Combined Cycle Block | Balance of Plant | Circulating Water Systems |  | 3211 | Circulating water pump motors
851 | CC GT units | Balance of Plant | Circulating Water Systems |  | 3211 | Circulating water pump motors
852 | CC steam units | Balance of Plant | Circulating Water Systems |  | 3211 | Circulating water pump motors
860 | Co-generator Block | Balance of Plant | Circulating Water Systems |  | 3211 | Circulating water pump motors
861 | CoG GT units | Balance of Plant | Circulating Water Systems |  | 3211 | Circulating water pump motors
862 | CoG steam units | Balance of Plant | Circulating Water Systems |  | 3211 | Circulating water pump motors
100 | Fossil-Steam | Balance of Plant | Circulating Water Systems |  | 3220 | Circulating water piping
200 | Nuclear | Balance of Plant | Circulating Water Systems |  | 3220 | Circulating water piping
650 | Fluidized Bed | Balance of Plant | Circulating Water Systems |  | 3220 | Circulating water piping
800 | Miscellaneous | Balance of Plant | Circulating Water Systems |  | 3220 | Circulating water piping
810 | Multi-boiler/Multi-turbine | Balance of Plant | Circulating Water Systems |  | 3220 | Circulating water piping
830 | Geothermal | Balance of Plant | Circulating Water Systems |  | 3220 | Circulating water piping
850 | Combined Cycle Block | Balance of Plant | Circulating Water Systems |  | 3220 | Circulating water piping
851 | CC GT units | Balance of Plant | Circulating Water Systems |  | 3220 | Circulating water piping
852 | CC steam units | Balance of Plant | Circulating Water Systems |  | 3220 | Circulating water piping
860 | Co-generator Block | Balance of Plant | Circulating Water Systems |  | 3220 | Circulating water piping
861 | CoG GT units | Balance of Plant | Circulating Water Systems |  | 3220 | Circulating water piping
862 | CoG steam units | Balance of Plant | Circulating Water Systems |  | 3220 | Circulating water piping
100 | Fossil-Steam | Balance of Plant | Circulating Water Systems |  | 3221 | Circulating water piping fouling
200 | Nuclear | Balance of Plant | Circulating Water Systems |  | 3221 | Circulating water piping fouling
650 | Fluidized Bed | Balance of Plant | Circulating Water Systems |  | 3221 | Circulating water piping fouling
800 | Miscellaneous | Balance of Plant | Circulating Water Systems |  | 3221 | Circulating water piping fouling
810 | Multi-boiler/Multi-turbine | Balance of Plant | Circulating Water Systems |  | 3221 | Circulating water piping fouling
830 | Geothermal | Balance of Plant | Circulating Water Systems |  | 3221 | Circulating water piping fouling
850 | Combined Cycle Block | Balance of Plant | Circulating Water Systems |  | 3221 | Circulating water piping fouling
851 | CC GT units | Balance of Plant | Circulating Water Systems |  | 3221 | Circulating water piping fouling
852 | CC steam units | Balance of Plant | Circulating Water Systems |  | 3221 | Circulating water piping fouling
860 | Co-generator Block | Balance of Plant | Circulating Water Systems |  | 3221 | Circulating water piping fouling
861 | CoG GT units | Balance of Plant | Circulating Water Systems |  | 3221 | Circulating water piping fouling
862 | CoG steam units | Balance of Plant | Circulating Water Systems |  | 3221 | Circulating water piping fouling
100 | Fossil-Steam | Balance of Plant | Circulating Water Systems |  | 3230 | Circulating water valves
200 | Nuclear | Balance of Plant | Circulating Water Systems |  | 3230 | Circulating water valves
650 | Fluidized Bed | Balance of Plant | Circulating Water Systems |  | 3230 | Circulating water valves
800 | Miscellaneous | Balance of Plant | Circulating Water Systems |  | 3230 | Circulating water valves
810 | Multi-boiler/Multi-turbine | Balance of Plant | Circulating Water Systems |  | 3230 | Circulating water valves
830 | Geothermal | Balance of Plant | Circulating Water Systems |  | 3230 | Circulating water valves
850 | Combined Cycle Block | Balance of Plant | Circulating Water Systems |  | 3230 | Circulating water valves
851 | CC GT units | Balance of Plant | Circulating Water Systems |  | 3230 | Circulating water valves
852 | CC steam units | Balance of Plant | Circulating Water Systems |  | 3230 | Circulating water valves
860 | Co-generator Block | Balance of Plant | Circulating Water Systems |  | 3230 | Circulating water valves
861 | CoG GT units | Balance of Plant | Circulating Water Systems |  | 3230 | Circulating water valves
862 | CoG steam units | Balance of Plant | Circulating Water Systems |  | 3230 | Circulating water valves
100 | Fossil-Steam | Balance of Plant | Circulating Water Systems |  | 3231 | Waterbox
200 | Nuclear | Balance of Plant | Circulating Water Systems |  | 3231 | Waterbox
650 | Fluidized Bed | Balance of Plant | Circulating Water Systems |  | 3231 | Waterbox
800 | Miscellaneous | Balance of Plant | Circulating Water Systems |  | 3231 | Waterbox
810 | Multi-boiler/Multi-turbine | Balance of Plant | Circulating Water Systems |  | 3231 | Waterbox
830 | Geothermal | Balance of Plant | Circulating Water Systems |  | 3231 | Waterbox
850 | Combined Cycle Block | Balance of Plant | Circulating Water Systems |  | 3231 | Waterbox
851 | CC GT units | Balance of Plant | Circulating Water Systems |  | 3231 | Waterbox
852 | CC steam units | Balance of Plant | Circulating Water Systems |  | 3231 | Waterbox
860 | Co-generator Block | Balance of Plant | Circulating Water Systems |  | 3231 | Waterbox
861 | CoG GT units | Balance of Plant | Circulating Water Systems |  | 3231 | Waterbox
862 | CoG steam units | Balance of Plant | Circulating Water Systems |  | 3231 | Waterbox
100 | Fossil-Steam | Balance of Plant | Circulating Water Systems |  | 3232 | Condenser tube cleaning system including debris filter
200 | Nuclear | Balance of Plant | Circulating Water Systems |  | 3232 | Condenser tube cleaning system including debris filter
650 | Fluidized Bed | Balance of Plant | Circulating Water Systems |  | 3232 | Condenser tube cleaning system including debris filter
800 | Miscellaneous | Balance of Plant | Circulating Water Systems |  | 3232 | Condenser tube cleaning system including debris filter
810 | Multi-boiler/Multi-turbine | Balance of Plant | Circulating Water Systems |  | 3232 | Condenser tube cleaning system including debris filter
830 | Geothermal | Balance of Plant | Circulating Water Systems |  | 3232 | Condenser tube cleaning system including debris filter
850 | Combined Cycle Block | Balance of Plant | Circulating Water Systems |  | 3232 | Condenser tube cleaning system including debris filter
851 | CC GT units | Balance of Plant | Circulating Water Systems |  | 3232 | Condenser tube cleaning system including debris filter
852 | CC steam units | Balance of Plant | Circulating Water Systems |  | 3232 | Condenser tube cleaning system including debris filter
860 | Co-generator Block | Balance of Plant | Circulating Water Systems |  | 3232 | Condenser tube cleaning system including debris filter
861 | CoG GT units | Balance of Plant | Circulating Water Systems |  | 3232 | Condenser tube cleaning system including debris filter
862 | CoG steam units | Balance of Plant | Circulating Water Systems |  | 3232 | Condenser tube cleaning system including debris filter
100 | Fossil-Steam | Balance of Plant | Circulating Water Systems |  | 3233 | Circulating water priming system
200 | Nuclear | Balance of Plant | Circulating Water Systems |  | 3233 | Circulating water priming system
650 | Fluidized Bed | Balance of Plant | Circulating Water Systems |  | 3233 | Circulating water priming system
800 | Miscellaneous | Balance of Plant | Circulating Water Systems |  | 3233 | Circulating water priming system
810 | Multi-boiler/Multi-turbine | Balance of Plant | Circulating Water Systems |  | 3233 | Circulating water priming system
830 | Geothermal | Balance of Plant | Circulating Water Systems |  | 3233 | Circulating water priming system
850 | Combined Cycle Block | Balance of Plant | Circulating Water Systems |  | 3233 | Circulating water priming system
851 | CC GT units | Balance of Plant | Circulating Water Systems |  | 3233 | Circulating water priming system
852 | CC steam units | Balance of Plant | Circulating Water Systems |  | 3233 | Circulating water priming system
860 | Co-generator Block | Balance of Plant | Circulating Water Systems |  | 3233 | Circulating water priming system
861 | CoG GT units | Balance of Plant | Circulating Water Systems |  | 3233 | Circulating water priming system
862 | CoG steam units | Balance of Plant | Circulating Water Systems |  | 3233 | Circulating water priming system
100 | Fossil-Steam | Balance of Plant | Circulating Water Systems |  | 3235 | Cooling tower booster pump
200 | Nuclear | Balance of Plant | Circulating Water Systems |  | 3235 | Cooling tower booster pump
650 | Fluidized Bed | Balance of Plant | Circulating Water Systems |  | 3235 | Cooling tower booster pump
800 | Miscellaneous | Balance of Plant | Circulating Water Systems |  | 3235 | Cooling tower booster pump
810 | Multi-boiler/Multi-turbine | Balance of Plant | Circulating Water Systems |  | 3235 | Cooling tower booster pump
830 | Geothermal | Balance of Plant | Circulating Water Systems |  | 3235 | Cooling tower booster pump
850 | Combined Cycle Block | Balance of Plant | Circulating Water Systems |  | 3235 | Cooling tower booster pump
851 | CC GT units | Balance of Plant | Circulating Water Systems |  | 3235 | Cooling tower booster pump
852 | CC steam units | Balance of Plant | Circulating Water Systems |  | 3235 | Cooling tower booster pump
860 | Co-generator Block | Balance of Plant | Circulating Water Systems |  | 3235 | Cooling tower booster pump
861 | CoG GT units | Balance of Plant | Circulating Water Systems |  | 3235 | Cooling tower booster pump
862 | CoG steam units | Balance of Plant | Circulating Water Systems |  | 3235 | Cooling tower booster pump
100 | Fossil-Steam | Balance of Plant | Circulating Water Systems |  | 3236 | Cooling tower booster motor
200 | Nuclear | Balance of Plant | Circulating Water Systems |  | 3236 | Cooling tower booster motor
650 | Fluidized Bed | Balance of Plant | Circulating Water Systems |  | 3236 | Cooling tower booster motor
800 | Miscellaneous | Balance of Plant | Circulating Water Systems |  | 3236 | Cooling tower booster motor
810 | Multi-boiler/Multi-turbine | Balance of Plant | Circulating Water Systems |  | 3236 | Cooling tower booster motor
830 | Geothermal | Balance of Plant | Circulating Water Systems |  | 3236 | Cooling tower booster motor
850 | Combined Cycle Block | Balance of Plant | Circulating Water Systems |  | 3236 | Cooling tower booster motor
851 | CC GT units | Balance of Plant | Circulating Water Systems |  | 3236 | Cooling tower booster motor
852 | CC steam units | Balance of Plant | Circulating Water Systems |  | 3236 | Cooling tower booster motor
860 | Co-generator Block | Balance of Plant | Circulating Water Systems |  | 3236 | Cooling tower booster motor
861 | CoG GT units | Balance of Plant | Circulating Water Systems |  | 3236 | Cooling tower booster motor
862 | CoG steam units | Balance of Plant | Circulating Water Systems |  | 3236 | Cooling tower booster motor
100 | Fossil-Steam | Balance of Plant | Circulating Water Systems |  | 3238 | Cooling tower fan motors
200 | Nuclear | Balance of Plant | Circulating Water Systems |  | 3238 | Cooling tower fan motors
650 | Fluidized Bed | Balance of Plant | Circulating Water Systems |  | 3238 | Cooling tower fan motors
800 | Miscellaneous | Balance of Plant | Circulating Water Systems |  | 3238 | Cooling tower fan motors
810 | Multi-boiler/Multi-turbine | Balance of Plant | Circulating Water Systems |  | 3238 | Cooling tower fan motors
830 | Geothermal | Balance of Plant | Circulating Water Systems |  | 3238 | Cooling tower fan motors
850 | Combined Cycle Block | Balance of Plant | Circulating Water Systems |  | 3238 | Cooling tower fan motors
851 | CC GT units | Balance of Plant | Circulating Water Systems |  | 3238 | Cooling tower fan motors
852 | CC steam units | Balance of Plant | Circulating Water Systems |  | 3238 | Cooling tower fan motors
860 | Co-generator Block | Balance of Plant | Circulating Water Systems |  | 3238 | Cooling tower fan motors
861 | CoG GT units | Balance of Plant | Circulating Water Systems |  | 3238 | Cooling tower fan motors
862 | CoG steam units | Balance of Plant | Circulating Water Systems |  | 3238 | Cooling tower fan motors
100 | Fossil-Steam | Balance of Plant | Circulating Water Systems |  | 3239 | Cooling tower fan motors - variable speed
200 | Nuclear | Balance of Plant | Circulating Water Systems |  | 3239 | Cooling tower fan motors - variable speed
650 | Fluidized Bed | Balance of Plant | Circulating Water Systems |  | 3239 | Cooling tower fan motors - variable speed
800 | Miscellaneous | Balance of Plant | Circulating Water Systems |  | 3239 | Cooling tower fan motors - variable speed
810 | Multi-boiler/Multi-turbine | Balance of Plant | Circulating Water Systems |  | 3239 | Cooling tower fan motors - variable speed
830 | Geothermal | Balance of Plant | Circulating Water Systems |  | 3239 | Cooling tower fan motors - variable speed
850 | Combined Cycle Block | Balance of Plant | Circulating Water Systems |  | 3239 | Cooling tower fan motors - variable speed
851 | CC GT units | Balance of Plant | Circulating Water Systems |  | 3239 | Cooling tower fan motors - variable speed
852 | CC steam units | Balance of Plant | Circulating Water Systems |  | 3239 | Cooling tower fan motors - variable speed
860 | Co-generator Block | Balance of Plant | Circulating Water Systems |  | 3239 | Cooling tower fan motors - variable speed
861 | CoG GT units | Balance of Plant | Circulating Water Systems |  | 3239 | Cooling tower fan motors - variable speed
862 | CoG steam units | Balance of Plant | Circulating Water Systems |  | 3239 | Cooling tower fan motors - variable speed
100 | Fossil-Steam | Balance of Plant | Circulating Water Systems |  | 3240 | Cooling tower fans
200 | Nuclear | Balance of Plant | Circulating Water Systems |  | 3240 | Cooling tower fans
650 | Fluidized Bed | Balance of Plant | Circulating Water Systems |  | 3240 | Cooling tower fans
800 | Miscellaneous | Balance of Plant | Circulating Water Systems |  | 3240 | Cooling tower fans
810 | Multi-boiler/Multi-turbine | Balance of Plant | Circulating Water Systems |  | 3240 | Cooling tower fans
830 | Geothermal | Balance of Plant | Circulating Water Systems |  | 3240 | Cooling tower fans
850 | Combined Cycle Block | Balance of Plant | Circulating Water Systems |  | 3240 | Cooling tower fans
851 | CC GT units | Balance of Plant | Circulating Water Systems |  | 3240 | Cooling tower fans
852 | CC steam units | Balance of Plant | Circulating Water Systems |  | 3240 | Cooling tower fans
860 | Co-generator Block | Balance of Plant | Circulating Water Systems |  | 3240 | Cooling tower fans
861 | CoG GT units | Balance of Plant | Circulating Water Systems |  | 3240 | Cooling tower fans
862 | CoG steam units | Balance of Plant | Circulating Water Systems |  | 3240 | Cooling tower fans
100 | Fossil-Steam | Balance of Plant | Circulating Water Systems |  | 3241 | Cooling tower efficiency below design
200 | Nuclear | Balance of Plant | Circulating Water Systems |  | 3241 | Cooling tower efficiency below design
650 | Fluidized Bed | Balance of Plant | Circulating Water Systems |  | 3241 | Cooling tower efficiency below design
800 | Miscellaneous | Balance of Plant | Circulating Water Systems |  | 3241 | Cooling tower efficiency below design
810 | Multi-boiler/Multi-turbine | Balance of Plant | Circulating Water Systems |  | 3241 | Cooling tower efficiency below design
830 | Geothermal | Balance of Plant | Circulating Water Systems |  | 3241 | Cooling tower efficiency below design
850 | Combined Cycle Block | Balance of Plant | Circulating Water Systems |  | 3241 | Cooling tower efficiency below design
851 | CC GT units | Balance of Plant | Circulating Water Systems |  | 3241 | Cooling tower efficiency below design
852 | CC steam units | Balance of Plant | Circulating Water Systems |  | 3241 | Cooling tower efficiency below design
860 | Co-generator Block | Balance of Plant | Circulating Water Systems |  | 3241 | Cooling tower efficiency below design
861 | CoG GT units | Balance of Plant | Circulating Water Systems |  | 3241 | Cooling tower efficiency below design
862 | CoG steam units | Balance of Plant | Circulating Water Systems |  | 3241 | Cooling tower efficiency below design
100 | Fossil-Steam | Balance of Plant | Circulating Water Systems |  | 3242 | Cooling tower fill damage
200 | Nuclear | Balance of Plant | Circulating Water Systems |  | 3242 | Cooling tower fill damage
650 | Fluidized Bed | Balance of Plant | Circulating Water Systems |  | 3242 | Cooling tower fill damage
800 | Miscellaneous | Balance of Plant | Circulating Water Systems |  | 3242 | Cooling tower fill damage
810 | Multi-boiler/Multi-turbine | Balance of Plant | Circulating Water Systems |  | 3242 | Cooling tower fill damage
830 | Geothermal | Balance of Plant | Circulating Water Systems |  | 3242 | Cooling tower fill damage
850 | Combined Cycle Block | Balance of Plant | Circulating Water Systems |  | 3242 | Cooling tower fill damage
851 | CC GT units | Balance of Plant | Circulating Water Systems |  | 3242 | Cooling tower fill damage
852 | CC steam units | Balance of Plant | Circulating Water Systems |  | 3242 | Cooling tower fill damage
860 | Co-generator Block | Balance of Plant | Circulating Water Systems |  | 3242 | Cooling tower fill damage
861 | CoG GT units | Balance of Plant | Circulating Water Systems |  | 3242 | Cooling tower fill damage
862 | CoG steam units | Balance of Plant | Circulating Water Systems |  | 3242 | Cooling tower fill damage
100 | Fossil-Steam | Balance of Plant | Circulating Water Systems |  | 3243 | Cooling tower icing
200 | Nuclear | Balance of Plant | Circulating Water Systems |  | 3243 | Cooling tower icing
650 | Fluidized Bed | Balance of Plant | Circulating Water Systems |  | 3243 | Cooling tower icing
800 | Miscellaneous | Balance of Plant | Circulating Water Systems |  | 3243 | Cooling tower icing
810 | Multi-boiler/Multi-turbine | Balance of Plant | Circulating Water Systems |  | 3243 | Cooling tower icing
830 | Geothermal | Balance of Plant | Circulating Water Systems |  | 3243 | Cooling tower icing
850 | Combined Cycle Block | Balance of Plant | Circulating Water Systems |  | 3243 | Cooling tower icing
851 | CC GT units | Balance of Plant | Circulating Water Systems |  | 3243 | Cooling tower icing
852 | CC steam units | Balance of Plant | Circulating Water Systems |  | 3243 | Cooling tower icing
860 | Co-generator Block | Balance of Plant | Circulating Water Systems |  | 3243 | Cooling tower icing
861 | CoG GT units | Balance of Plant | Circulating Water Systems |  | 3243 | Cooling tower icing
862 | CoG steam units | Balance of Plant | Circulating Water Systems |  | 3243 | Cooling tower icing
100 | Fossil-Steam | Balance of Plant | Circulating Water Systems |  | 3244 | Cooling tower fires
200 | Nuclear | Balance of Plant | Circulating Water Systems |  | 3244 | Cooling tower fires
650 | Fluidized Bed | Balance of Plant | Circulating Water Systems |  | 3244 | Cooling tower fires
800 | Miscellaneous | Balance of Plant | Circulating Water Systems |  | 3244 | Cooling tower fires
810 | Multi-boiler/Multi-turbine | Balance of Plant | Circulating Water Systems |  | 3244 | Cooling tower fires
830 | Geothermal | Balance of Plant | Circulating Water Systems |  | 3244 | Cooling tower fires
850 | Combined Cycle Block | Balance of Plant | Circulating Water Systems |  | 3244 | Cooling tower fires
851 | CC GT units | Balance of Plant | Circulating Water Systems |  | 3244 | Cooling tower fires
852 | CC steam units | Balance of Plant | Circulating Water Systems |  | 3244 | Cooling tower fires
860 | Co-generator Block | Balance of Plant | Circulating Water Systems |  | 3244 | Cooling tower fires
861 | CoG GT units | Balance of Plant | Circulating Water Systems |  | 3244 | Cooling tower fires
862 | CoG steam units | Balance of Plant | Circulating Water Systems |  | 3244 | Cooling tower fires
100 | Fossil-Steam | Balance of Plant | Circulating Water Systems |  | 3245 | Other cooling tower problems
200 | Nuclear | Balance of Plant | Circulating Water Systems |  | 3245 | Other cooling tower problems
650 | Fluidized Bed | Balance of Plant | Circulating Water Systems |  | 3245 | Other cooling tower problems
800 | Miscellaneous | Balance of Plant | Circulating Water Systems |  | 3245 | Other cooling tower problems
810 | Multi-boiler/Multi-turbine | Balance of Plant | Circulating Water Systems |  | 3245 | Other cooling tower problems
830 | Geothermal | Balance of Plant | Circulating Water Systems |  | 3245 | Other cooling tower problems
850 | Combined Cycle Block | Balance of Plant | Circulating Water Systems |  | 3245 | Other cooling tower problems
851 | CC GT units | Balance of Plant | Circulating Water Systems |  | 3245 | Other cooling tower problems
852 | CC steam units | Balance of Plant | Circulating Water Systems |  | 3245 | Other cooling tower problems
860 | Co-generator Block | Balance of Plant | Circulating Water Systems |  | 3245 | Other cooling tower problems
861 | CoG GT units | Balance of Plant | Circulating Water Systems |  | 3245 | Other cooling tower problems
862 | CoG steam units | Balance of Plant | Circulating Water Systems |  | 3245 | Other cooling tower problems
100 | Fossil-Steam | Balance of Plant | Circulating Water Systems |  | 3246 | Cooling tower fouling
200 | Nuclear | Balance of Plant | Circulating Water Systems |  | 3246 | Cooling tower fouling
650 | Fluidized Bed | Balance of Plant | Circulating Water Systems |  | 3246 | Cooling tower fouling
800 | Miscellaneous | Balance of Plant | Circulating Water Systems |  | 3246 | Cooling tower fouling
810 | Multi-boiler/Multi-turbine | Balance of Plant | Circulating Water Systems |  | 3246 | Cooling tower fouling
830 | Geothermal | Balance of Plant | Circulating Water Systems |  | 3246 | Cooling tower fouling
850 | Combined Cycle Block | Balance of Plant | Circulating Water Systems |  | 3246 | Cooling tower fouling
851 | CC GT units | Balance of Plant | Circulating Water Systems |  | 3246 | Cooling tower fouling
852 | CC steam units | Balance of Plant | Circulating Water Systems |  | 3246 | Cooling tower fouling
860 | Co-generator Block | Balance of Plant | Circulating Water Systems |  | 3246 | Cooling tower fouling
861 | CoG GT units | Balance of Plant | Circulating Water Systems |  | 3246 | Cooling tower fouling
862 | CoG steam units | Balance of Plant | Circulating Water Systems |  | 3246 | Cooling tower fouling
100 | Fossil-Steam | Balance of Plant | Circulating Water Systems |  | 3247 | Cooling tower instrumentation
200 | Nuclear | Balance of Plant | Circulating Water Systems |  | 3247 | Cooling tower instrumentation
650 | Fluidized Bed | Balance of Plant | Circulating Water Systems |  | 3247 | Cooling tower instrumentation
800 | Miscellaneous | Balance of Plant | Circulating Water Systems |  | 3247 | Cooling tower instrumentation
810 | Multi-boiler/Multi-turbine | Balance of Plant | Circulating Water Systems |  | 3247 | Cooling tower instrumentation
830 | Geothermal | Balance of Plant | Circulating Water Systems |  | 3247 | Cooling tower instrumentation
850 | Combined Cycle Block | Balance of Plant | Circulating Water Systems |  | 3247 | Cooling tower instrumentation
851 | CC GT units | Balance of Plant | Circulating Water Systems |  | 3247 | Cooling tower instrumentation
852 | CC steam units | Balance of Plant | Circulating Water Systems |  | 3247 | Cooling tower instrumentation
860 | Co-generator Block | Balance of Plant | Circulating Water Systems |  | 3247 | Cooling tower instrumentation
861 | CoG GT units | Balance of Plant | Circulating Water Systems |  | 3247 | Cooling tower instrumentation
862 | CoG steam units | Balance of Plant | Circulating Water Systems |  | 3247 | Cooling tower instrumentation
100 | Fossil-Steam | Balance of Plant | Circulating Water Systems |  | 3248 | Cooling Tower Overhaul
200 | Nuclear | Balance of Plant | Circulating Water Systems |  | 3248 | Cooling Tower Overhaul
650 | Fluidized Bed | Balance of Plant | Circulating Water Systems |  | 3248 | Cooling Tower Overhaul
800 | Miscellaneous | Balance of Plant | Circulating Water Systems |  | 3248 | Cooling Tower Overhaul
810 | Multi-boiler/Multi-turbine | Balance of Plant | Circulating Water Systems |  | 3248 | Cooling Tower Overhaul
830 | Geothermal | Balance of Plant | Circulating Water Systems |  | 3248 | Cooling Tower Overhaul
850 | Combined Cycle Block | Balance of Plant | Circulating Water Systems |  | 3248 | Cooling Tower Overhaul
851 | CC GT units | Balance of Plant | Circulating Water Systems |  | 3248 | Cooling Tower Overhaul
852 | CC steam units | Balance of Plant | Circulating Water Systems |  | 3248 | Cooling Tower Overhaul
860 | Co-generator Block | Balance of Plant | Circulating Water Systems |  | 3248 | Cooling Tower Overhaul
861 | CoG GT units | Balance of Plant | Circulating Water Systems |  | 3248 | Cooling Tower Overhaul
862 | CoG steam units | Balance of Plant | Circulating Water Systems |  | 3248 | Cooling Tower Overhaul
100 | Fossil-Steam | Balance of Plant | Circulating Water Systems |  | 3250 | Circulating water system instruments and controls
200 | Nuclear | Balance of Plant | Circulating Water Systems |  | 3250 | Circulating water system instruments and controls
650 | Fluidized Bed | Balance of Plant | Circulating Water Systems |  | 3250 | Circulating water system instruments and controls
800 | Miscellaneous | Balance of Plant | Circulating Water Systems |  | 3250 | Circulating water system instruments and controls
810 | Multi-boiler/Multi-turbine | Balance of Plant | Circulating Water Systems |  | 3250 | Circulating water system instruments and controls
830 | Geothermal | Balance of Plant | Circulating Water Systems |  | 3250 | Circulating water system instruments and controls
850 | Combined Cycle Block | Balance of Plant | Circulating Water Systems |  | 3250 | Circulating water system instruments and controls
851 | CC GT units | Balance of Plant | Circulating Water Systems |  | 3250 | Circulating water system instruments and controls
852 | CC steam units | Balance of Plant | Circulating Water Systems |  | 3250 | Circulating water system instruments and controls
860 | Co-generator Block | Balance of Plant | Circulating Water Systems |  | 3250 | Circulating water system instruments and controls
861 | CoG GT units | Balance of Plant | Circulating Water Systems |  | 3250 | Circulating water system instruments and controls
862 | CoG steam units | Balance of Plant | Circulating Water Systems |  | 3250 | Circulating water system instruments and controls
100 | Fossil-Steam | Balance of Plant | Circulating Water Systems |  | 3260 | Traveling screens
200 | Nuclear | Balance of Plant | Circulating Water Systems |  | 3260 | Traveling screens
650 | Fluidized Bed | Balance of Plant | Circulating Water Systems |  | 3260 | Traveling screens
800 | Miscellaneous | Balance of Plant | Circulating Water Systems |  | 3260 | Traveling screens
810 | Multi-boiler/Multi-turbine | Balance of Plant | Circulating Water Systems |  | 3260 | Traveling screens
830 | Geothermal | Balance of Plant | Circulating Water Systems |  | 3260 | Traveling screens
850 | Combined Cycle Block | Balance of Plant | Circulating Water Systems |  | 3260 | Traveling screens
851 | CC GT units | Balance of Plant | Circulating Water Systems |  | 3260 | Traveling screens
852 | CC steam units | Balance of Plant | Circulating Water Systems |  | 3260 | Traveling screens
860 | Co-generator Block | Balance of Plant | Circulating Water Systems |  | 3260 | Traveling screens
861 | CoG GT units | Balance of Plant | Circulating Water Systems |  | 3260 | Traveling screens
862 | CoG steam units | Balance of Plant | Circulating Water Systems |  | 3260 | Traveling screens
100 | Fossil-Steam | Balance of Plant | Circulating Water Systems |  | 3261 | Traveling screen fouling
200 | Nuclear | Balance of Plant | Circulating Water Systems |  | 3261 | Traveling screen fouling
650 | Fluidized Bed | Balance of Plant | Circulating Water Systems |  | 3261 | Traveling screen fouling
800 | Miscellaneous | Balance of Plant | Circulating Water Systems |  | 3261 | Traveling screen fouling
810 | Multi-boiler/Multi-turbine | Balance of Plant | Circulating Water Systems |  | 3261 | Traveling screen fouling
830 | Geothermal | Balance of Plant | Circulating Water Systems |  | 3261 | Traveling screen fouling
850 | Combined Cycle Block | Balance of Plant | Circulating Water Systems |  | 3261 | Traveling screen fouling
851 | CC GT units | Balance of Plant | Circulating Water Systems |  | 3261 | Traveling screen fouling
852 | CC steam units | Balance of Plant | Circulating Water Systems |  | 3261 | Traveling screen fouling
860 | Co-generator Block | Balance of Plant | Circulating Water Systems |  | 3261 | Traveling screen fouling
861 | CoG GT units | Balance of Plant | Circulating Water Systems |  | 3261 | Traveling screen fouling
862 | CoG steam units | Balance of Plant | Circulating Water Systems |  | 3261 | Traveling screen fouling
100 | Fossil-Steam | Balance of Plant | Circulating Water Systems |  | 3269 | Circulating water biological conditions (ie, zebra mussels)
200 | Nuclear | Balance of Plant | Circulating Water Systems |  | 3269 | Circulating water biological conditions (ie, zebra mussels)
650 | Fluidized Bed | Balance of Plant | Circulating Water Systems |  | 3269 | Circulating water biological conditions (ie, zebra mussels)
800 | Miscellaneous | Balance of Plant | Circulating Water Systems |  | 3269 | Circulating water biological conditions (ie, zebra mussels)
810 | Multi-boiler/Multi-turbine | Balance of Plant | Circulating Water Systems |  | 3269 | Circulating water biological conditions (ie, zebra mussels)
830 | Geothermal | Balance of Plant | Circulating Water Systems |  | 3269 | Circulating water biological conditions (ie, zebra mussels)
850 | Combined Cycle Block | Balance of Plant | Circulating Water Systems |  | 3269 | Circulating water biological conditions (ie, zebra mussels)
851 | CC GT units | Balance of Plant | Circulating Water Systems |  | 3269 | Circulating water biological conditions (ie, zebra mussels)
852 | CC steam units | Balance of Plant | Circulating Water Systems |  | 3269 | Circulating water biological conditions (ie, zebra mussels)
860 | Co-generator Block | Balance of Plant | Circulating Water Systems |  | 3269 | Circulating water biological conditions (ie, zebra mussels)
861 | CoG GT units | Balance of Plant | Circulating Water Systems |  | 3269 | Circulating water biological conditions (ie, zebra mussels)
862 | CoG steam units | Balance of Plant | Circulating Water Systems |  | 3269 | Circulating water biological conditions (ie, zebra mussels)
100 | Fossil-Steam | Balance of Plant | Circulating Water Systems |  | 3270 | Intake system problems other than traveling screens
200 | Nuclear | Balance of Plant | Circulating Water Systems |  | 3270 | Intake system problems other than traveling screens
650 | Fluidized Bed | Balance of Plant | Circulating Water Systems |  | 3270 | Intake system problems other than traveling screens
800 | Miscellaneous | Balance of Plant | Circulating Water Systems |  | 3270 | Intake system problems other than traveling screens
810 | Multi-boiler/Multi-turbine | Balance of Plant | Circulating Water Systems |  | 3270 | Intake system problems other than traveling screens
830 | Geothermal | Balance of Plant | Circulating Water Systems |  | 3270 | Intake system problems other than traveling screens
850 | Combined Cycle Block | Balance of Plant | Circulating Water Systems |  | 3270 | Intake system problems other than traveling screens
851 | CC GT units | Balance of Plant | Circulating Water Systems |  | 3270 | Intake system problems other than traveling screens
852 | CC steam units | Balance of Plant | Circulating Water Systems |  | 3270 | Intake system problems other than traveling screens
860 | Co-generator Block | Balance of Plant | Circulating Water Systems |  | 3270 | Intake system problems other than traveling screens
861 | CoG GT units | Balance of Plant | Circulating Water Systems |  | 3270 | Intake system problems other than traveling screens
862 | CoG steam units | Balance of Plant | Circulating Water Systems |  | 3270 | Intake system problems other than traveling screens
100 | Fossil-Steam | Balance of Plant | Circulating Water Systems |  | 3271 | Intake grating fouling
200 | Nuclear | Balance of Plant | Circulating Water Systems |  | 3271 | Intake grating fouling
650 | Fluidized Bed | Balance of Plant | Circulating Water Systems |  | 3271 | Intake grating fouling
800 | Miscellaneous | Balance of Plant | Circulating Water Systems |  | 3271 | Intake grating fouling
810 | Multi-boiler/Multi-turbine | Balance of Plant | Circulating Water Systems |  | 3271 | Intake grating fouling
830 | Geothermal | Balance of Plant | Circulating Water Systems |  | 3271 | Intake grating fouling
850 | Combined Cycle Block | Balance of Plant | Circulating Water Systems |  | 3271 | Intake grating fouling
851 | CC GT units | Balance of Plant | Circulating Water Systems |  | 3271 | Intake grating fouling
852 | CC steam units | Balance of Plant | Circulating Water Systems |  | 3271 | Intake grating fouling
860 | Co-generator Block | Balance of Plant | Circulating Water Systems |  | 3271 | Intake grating fouling
861 | CoG GT units | Balance of Plant | Circulating Water Systems |  | 3271 | Intake grating fouling
862 | CoG steam units | Balance of Plant | Circulating Water Systems |  | 3271 | Intake grating fouling
100 | Fossil-Steam | Balance of Plant | Circulating Water Systems |  | 3272 | Circulating water screenwash system
200 | Nuclear | Balance of Plant | Circulating Water Systems |  | 3272 | Circulating water screenwash system
650 | Fluidized Bed | Balance of Plant | Circulating Water Systems |  | 3272 | Circulating water screenwash system
800 | Miscellaneous | Balance of Plant | Circulating Water Systems |  | 3272 | Circulating water screenwash system
810 | Multi-boiler/Multi-turbine | Balance of Plant | Circulating Water Systems |  | 3272 | Circulating water screenwash system
830 | Geothermal | Balance of Plant | Circulating Water Systems |  | 3272 | Circulating water screenwash system
850 | Combined Cycle Block | Balance of Plant | Circulating Water Systems |  | 3272 | Circulating water screenwash system
851 | CC GT units | Balance of Plant | Circulating Water Systems |  | 3272 | Circulating water screenwash system
852 | CC steam units | Balance of Plant | Circulating Water Systems |  | 3272 | Circulating water screenwash system
860 | Co-generator Block | Balance of Plant | Circulating Water Systems |  | 3272 | Circulating water screenwash system
861 | CoG GT units | Balance of Plant | Circulating Water Systems |  | 3272 | Circulating water screenwash system
862 | CoG steam units | Balance of Plant | Circulating Water Systems |  | 3272 | Circulating water screenwash system
100 | Fossil-Steam | Balance of Plant | Circulating Water Systems |  | 3273 | Debris in circulating water from outside sources (leaves, mud, etc.)
200 | Nuclear | Balance of Plant | Circulating Water Systems |  | 3273 | Debris in circulating water from outside sources (leaves, mud, etc.)
650 | Fluidized Bed | Balance of Plant | Circulating Water Systems |  | 3273 | Debris in circulating water from outside sources (leaves, mud, etc.)
800 | Miscellaneous | Balance of Plant | Circulating Water Systems |  | 3273 | Debris in circulating water from outside sources (leaves, mud, etc.)
810 | Multi-boiler/Multi-turbine | Balance of Plant | Circulating Water Systems |  | 3273 | Debris in circulating water from outside sources (leaves, mud, etc.)
850 | Combined Cycle Block | Balance of Plant | Circulating Water Systems |  | 3273 | Debris in circulating water from outside sources (leaves, mud, etc.)
851 | CC GT units | Balance of Plant | Circulating Water Systems |  | 3273 | Debris in circulating water from outside sources (leaves, mud, etc.)
852 | CC steam units | Balance of Plant | Circulating Water Systems |  | 3273 | Debris in circulating water from outside sources (leaves, mud, etc.)
860 | Co-generator Block | Balance of Plant | Circulating Water Systems |  | 3273 | Debris in circulating water from outside sources (leaves, mud, etc.)
861 | CoG GT units | Balance of Plant | Circulating Water Systems |  | 3273 | Debris in circulating water from outside sources (leaves, mud, etc.)
862 | CoG steam units | Balance of Plant | Circulating Water Systems |  | 3273 | Debris in circulating water from outside sources (leaves, mud, etc.)
100 | Fossil-Steam | Balance of Plant | Circulating Water Systems |  | 3274 | Ice blockages at intake structures including frazil ice, sheets, blocks of ice, etc.
200 | Nuclear | Balance of Plant | Circulating Water Systems |  | 3274 | Ice blockages at intake structures including frazil ice, sheets, blocks of ice, etc.
650 | Fluidized Bed | Balance of Plant | Circulating Water Systems |  | 3274 | Ice blockages at intake structures including frazil ice, sheets, blocks of ice, etc.
100 | Fossil-Steam | Balance of Plant | Circulating Water Systems |  | 3280 | High circulating water temperature (not due to season, tower efficiency below design, or other listed equipment problem)
200 | Nuclear | Balance of Plant | Circulating Water Systems |  | 3280 | High circulating water temperature (not due to season, tower efficiency below design, or other listed equipment problem)
650 | Fluidized Bed | Balance of Plant | Circulating Water Systems |  | 3280 | High circulating water temperature (not due to season, tower efficiency below design, or other listed equipment problem)
800 | Miscellaneous | Balance of Plant | Circulating Water Systems |  | 3280 | High circulating water temperature (not due to season, tower efficiency below design, or other listed equipment problem)
810 | Multi-boiler/Multi-turbine | Balance of Plant | Circulating Water Systems |  | 3280 | High circulating water temperature (not due to season, tower efficiency below design, or other listed equipment problem)
830 | Geothermal | Balance of Plant | Circulating Water Systems |  | 3280 | High circulating water temperature (not due to season, tower efficiency below design, or other listed equipment problem)
850 | Combined Cycle Block | Balance of Plant | Circulating Water Systems |  | 3280 | High circulating water temperature (not due to season, tower efficiency below design, or other listed equipment problem)
851 | CC GT units | Balance of Plant | Circulating Water Systems |  | 3280 | High circulating water temperature (not due to season, tower efficiency below design, or other listed equipment problem)
852 | CC steam units | Balance of Plant | Circulating Water Systems |  | 3280 | High circulating water temperature (not due to season, tower efficiency below design, or other listed equipment problem)
860 | Co-generator Block | Balance of Plant | Circulating Water Systems |  | 3280 | High circulating water temperature (not due to season, tower efficiency below design, or other listed equipment problem)
861 | CoG GT units | Balance of Plant | Circulating Water Systems |  | 3280 | High circulating water temperature (not due to season, tower efficiency below design, or other listed equipment problem)
862 | CoG steam units | Balance of Plant | Circulating Water Systems |  | 3280 | High circulating water temperature (not due to season, tower efficiency below design, or other listed equipment problem)
100 | Fossil-Steam | Balance of Plant | Circulating Water Systems |  | 3281 | Circulating water tempering system
200 | Nuclear | Balance of Plant | Circulating Water Systems |  | 3281 | Circulating water tempering system
650 | Fluidized Bed | Balance of Plant | Circulating Water Systems |  | 3281 | Circulating water tempering system
800 | Miscellaneous | Balance of Plant | Circulating Water Systems |  | 3281 | Circulating water tempering system
810 | Multi-boiler/Multi-turbine | Balance of Plant | Circulating Water Systems |  | 3281 | Circulating water tempering system
830 | Geothermal | Balance of Plant | Circulating Water Systems |  | 3281 | Circulating water tempering system
850 | Combined Cycle Block | Balance of Plant | Circulating Water Systems |  | 3281 | Circulating water tempering system
851 | CC GT units | Balance of Plant | Circulating Water Systems |  | 3281 | Circulating water tempering system
852 | CC steam units | Balance of Plant | Circulating Water Systems |  | 3281 | Circulating water tempering system
860 | Co-generator Block | Balance of Plant | Circulating Water Systems |  | 3281 | Circulating water tempering system
861 | CoG GT units | Balance of Plant | Circulating Water Systems |  | 3281 | Circulating water tempering system
862 | CoG steam units | Balance of Plant | Circulating Water Systems |  | 3281 | Circulating water tempering system
100 | Fossil-Steam | Balance of Plant | Circulating Water Systems |  | 3282 | Circulating water cooling ponds
200 | Nuclear | Balance of Plant | Circulating Water Systems |  | 3282 | Circulating water cooling ponds
650 | Fluidized Bed | Balance of Plant | Circulating Water Systems |  | 3282 | Circulating water cooling ponds
800 | Miscellaneous | Balance of Plant | Circulating Water Systems |  | 3282 | Circulating water cooling ponds
810 | Multi-boiler/Multi-turbine | Balance of Plant | Circulating Water Systems |  | 3282 | Circulating water cooling ponds
830 | Geothermal | Balance of Plant | Circulating Water Systems |  | 3282 | Circulating water cooling ponds
850 | Combined Cycle Block | Balance of Plant | Circulating Water Systems |  | 3282 | Circulating water cooling ponds
851 | CC GT units | Balance of Plant | Circulating Water Systems |  | 3282 | Circulating water cooling ponds
852 | CC steam units | Balance of Plant | Circulating Water Systems |  | 3282 | Circulating water cooling ponds
860 | Co-generator Block | Balance of Plant | Circulating Water Systems |  | 3282 | Circulating water cooling ponds
861 | CoG GT units | Balance of Plant | Circulating Water Systems |  | 3282 | Circulating water cooling ponds
862 | CoG steam units | Balance of Plant | Circulating Water Systems |  | 3282 | Circulating water cooling ponds
100 | Fossil-Steam | Balance of Plant | Circulating Water Systems |  | 3285 | Circulating water chemistry
200 | Nuclear | Balance of Plant | Circulating Water Systems |  | 3285 | Circulating water chemistry
650 | Fluidized Bed | Balance of Plant | Circulating Water Systems |  | 3285 | Circulating water chemistry
800 | Miscellaneous | Balance of Plant | Circulating Water Systems |  | 3285 | Circulating water chemistry
810 | Multi-boiler/Multi-turbine | Balance of Plant | Circulating Water Systems |  | 3285 | Circulating water chemistry
830 | Geothermal | Balance of Plant | Circulating Water Systems |  | 3285 | Circulating water chemistry
850 | Combined Cycle Block | Balance of Plant | Circulating Water Systems |  | 3285 | Circulating water chemistry
851 | CC GT units | Balance of Plant | Circulating Water Systems |  | 3285 | Circulating water chemistry
852 | CC steam units | Balance of Plant | Circulating Water Systems |  | 3285 | Circulating water chemistry
860 | Co-generator Block | Balance of Plant | Circulating Water Systems |  | 3285 | Circulating water chemistry
861 | CoG GT units | Balance of Plant | Circulating Water Systems |  | 3285 | Circulating water chemistry
862 | CoG steam units | Balance of Plant | Circulating Water Systems |  | 3285 | Circulating water chemistry
100 | Fossil-Steam | Balance of Plant | Waste Water (zero discharge) Systems |  | 3290 | Waste water (zero discharge) tanks, pumps, and motors
200 | Nuclear | Balance of Plant | Waste Water (zero discharge) Systems |  | 3290 | Waste water (zero discharge) tanks, pumps, and motors
650 | Fluidized Bed | Balance of Plant | Waste Water (zero discharge) Systems |  | 3290 | Waste water (zero discharge) tanks, pumps, and motors
800 | Miscellaneous | Balance of Plant | Waste Water (zero discharge) Systems |  | 3290 | Waste water (zero discharge) tanks, pumps, and motors
810 | Multi-boiler/Multi-turbine | Balance of Plant | Waste Water (zero discharge) Systems |  | 3290 | Waste water (zero discharge) tanks, pumps, and motors
830 | Geothermal | Balance of Plant | Waste Water (zero discharge) Systems |  | 3290 | Waste water (zero discharge) tanks, pumps, and motors
850 | Combined Cycle Block | Balance of Plant | Waste Water (zero discharge) Systems |  | 3290 | Waste water (zero discharge) tanks, pumps, and motors
851 | CC GT units | Balance of Plant | Waste Water (zero discharge) Systems |  | 3290 | Waste water (zero discharge) tanks, pumps, and motors
852 | CC steam units | Balance of Plant | Waste Water (zero discharge) Systems |  | 3290 | Waste water (zero discharge) tanks, pumps, and motors
860 | Co-generator Block | Balance of Plant | Waste Water (zero discharge) Systems |  | 3290 | Waste water (zero discharge) tanks, pumps, and motors
861 | CoG GT units | Balance of Plant | Waste Water (zero discharge) Systems |  | 3290 | Waste water (zero discharge) tanks, pumps, and motors
862 | CoG steam units | Balance of Plant | Waste Water (zero discharge) Systems |  | 3290 | Waste water (zero discharge) tanks, pumps, and motors
100 | Fossil-Steam | Balance of Plant | Waste Water (zero discharge) Systems |  | 3291 | Waste water (zero discharge) system fouling
200 | Nuclear | Balance of Plant | Waste Water (zero discharge) Systems |  | 3291 | Waste water (zero discharge) system fouling
650 | Fluidized Bed | Balance of Plant | Waste Water (zero discharge) Systems |  | 3291 | Waste water (zero discharge) system fouling
800 | Miscellaneous | Balance of Plant | Waste Water (zero discharge) Systems |  | 3291 | Waste water (zero discharge) system fouling
810 | Multi-boiler/Multi-turbine | Balance of Plant | Waste Water (zero discharge) Systems |  | 3291 | Waste water (zero discharge) system fouling
830 | Geothermal | Balance of Plant | Waste Water (zero discharge) Systems |  | 3291 | Waste water (zero discharge) system fouling
850 | Combined Cycle Block | Balance of Plant | Waste Water (zero discharge) Systems |  | 3291 | Waste water (zero discharge) system fouling
851 | CC GT units | Balance of Plant | Waste Water (zero discharge) Systems |  | 3291 | Waste water (zero discharge) system fouling
852 | CC steam units | Balance of Plant | Waste Water (zero discharge) Systems |  | 3291 | Waste water (zero discharge) system fouling
860 | Co-generator Block | Balance of Plant | Waste Water (zero discharge) Systems |  | 3291 | Waste water (zero discharge) system fouling
861 | CoG GT units | Balance of Plant | Waste Water (zero discharge) Systems |  | 3291 | Waste water (zero discharge) system fouling
862 | CoG steam units | Balance of Plant | Waste Water (zero discharge) Systems |  | 3291 | Waste water (zero discharge) system fouling
100 | Fossil-Steam | Balance of Plant | Waste Water (zero discharge) Systems |  | 3292 | Waste water (zero discharge) piping
200 | Nuclear | Balance of Plant | Waste Water (zero discharge) Systems |  | 3292 | Waste water (zero discharge) piping
650 | Fluidized Bed | Balance of Plant | Waste Water (zero discharge) Systems |  | 3292 | Waste water (zero discharge) piping
800 | Miscellaneous | Balance of Plant | Waste Water (zero discharge) Systems |  | 3292 | Waste water (zero discharge) piping
810 | Multi-boiler/Multi-turbine | Balance of Plant | Waste Water (zero discharge) Systems |  | 3292 | Waste water (zero discharge) piping
830 | Geothermal | Balance of Plant | Waste Water (zero discharge) Systems |  | 3292 | Waste water (zero discharge) piping
850 | Combined Cycle Block | Balance of Plant | Waste Water (zero discharge) Systems |  | 3292 | Waste water (zero discharge) piping
851 | CC GT units | Balance of Plant | Waste Water (zero discharge) Systems |  | 3292 | Waste water (zero discharge) piping
852 | CC steam units | Balance of Plant | Waste Water (zero discharge) Systems |  | 3292 | Waste water (zero discharge) piping
860 | Co-generator Block | Balance of Plant | Waste Water (zero discharge) Systems |  | 3292 | Waste water (zero discharge) piping
861 | CoG GT units | Balance of Plant | Waste Water (zero discharge) Systems |  | 3292 | Waste water (zero discharge) piping
862 | CoG steam units | Balance of Plant | Waste Water (zero discharge) Systems |  | 3292 | Waste water (zero discharge) piping
100 | Fossil-Steam | Balance of Plant | Waste Water (zero discharge) Systems |  | 3293 | Waste water (zero discharge) valves
200 | Nuclear | Balance of Plant | Waste Water (zero discharge) Systems |  | 3293 | Waste water (zero discharge) valves
650 | Fluidized Bed | Balance of Plant | Waste Water (zero discharge) Systems |  | 3293 | Waste water (zero discharge) valves
800 | Miscellaneous | Balance of Plant | Waste Water (zero discharge) Systems |  | 3293 | Waste water (zero discharge) valves
810 | Multi-boiler/Multi-turbine | Balance of Plant | Waste Water (zero discharge) Systems |  | 3293 | Waste water (zero discharge) valves
830 | Geothermal | Balance of Plant | Waste Water (zero discharge) Systems |  | 3293 | Waste water (zero discharge) valves
850 | Combined Cycle Block | Balance of Plant | Waste Water (zero discharge) Systems |  | 3293 | Waste water (zero discharge) valves
851 | CC GT units | Balance of Plant | Waste Water (zero discharge) Systems |  | 3293 | Waste water (zero discharge) valves
852 | CC steam units | Balance of Plant | Waste Water (zero discharge) Systems |  | 3293 | Waste water (zero discharge) valves
860 | Co-generator Block | Balance of Plant | Waste Water (zero discharge) Systems |  | 3293 | Waste water (zero discharge) valves
861 | CoG GT units | Balance of Plant | Waste Water (zero discharge) Systems |  | 3293 | Waste water (zero discharge) valves
862 | CoG steam units | Balance of Plant | Waste Water (zero discharge) Systems |  | 3293 | Waste water (zero discharge) valves
100 | Fossil-Steam | Balance of Plant | Waste Water (zero discharge) Systems |  | 3294 | Waste water (zero discharge) controls and instrumentation
200 | Nuclear | Balance of Plant | Waste Water (zero discharge) Systems |  | 3294 | Waste water (zero discharge) controls and instrumentation
650 | Fluidized Bed | Balance of Plant | Waste Water (zero discharge) Systems |  | 3294 | Waste water (zero discharge) controls and instrumentation
800 | Miscellaneous | Balance of Plant | Waste Water (zero discharge) Systems |  | 3294 | Waste water (zero discharge) controls and instrumentation
810 | Multi-boiler/Multi-turbine | Balance of Plant | Waste Water (zero discharge) Systems |  | 3294 | Waste water (zero discharge) controls and instrumentation
830 | Geothermal | Balance of Plant | Waste Water (zero discharge) Systems |  | 3294 | Waste water (zero discharge) controls and instrumentation
850 | Combined Cycle Block | Balance of Plant | Waste Water (zero discharge) Systems |  | 3294 | Waste water (zero discharge) controls and instrumentation
851 | CC GT units | Balance of Plant | Waste Water (zero discharge) Systems |  | 3294 | Waste water (zero discharge) controls and instrumentation
852 | CC steam units | Balance of Plant | Waste Water (zero discharge) Systems |  | 3294 | Waste water (zero discharge) controls and instrumentation
860 | Co-generator Block | Balance of Plant | Waste Water (zero discharge) Systems |  | 3294 | Waste water (zero discharge) controls and instrumentation
861 | CoG GT units | Balance of Plant | Waste Water (zero discharge) Systems |  | 3294 | Waste water (zero discharge) controls and instrumentation
862 | CoG steam units | Balance of Plant | Waste Water (zero discharge) Systems |  | 3294 | Waste water (zero discharge) controls and instrumentation
100 | Fossil-Steam | Balance of Plant | Waste Water (zero discharge) Systems |  | 3295 | Other waste water (zero discharge) problems
200 | Nuclear | Balance of Plant | Waste Water (zero discharge) Systems |  | 3295 | Other waste water (zero discharge) problems
650 | Fluidized Bed | Balance of Plant | Waste Water (zero discharge) Systems |  | 3295 | Other waste water (zero discharge) problems
800 | Miscellaneous | Balance of Plant | Waste Water (zero discharge) Systems |  | 3295 | Other waste water (zero discharge) problems
810 | Multi-boiler/Multi-turbine | Balance of Plant | Waste Water (zero discharge) Systems |  | 3295 | Other waste water (zero discharge) problems
830 | Geothermal | Balance of Plant | Waste Water (zero discharge) Systems |  | 3295 | Other waste water (zero discharge) problems
850 | Combined Cycle Block | Balance of Plant | Waste Water (zero discharge) Systems |  | 3295 | Other waste water (zero discharge) problems
851 | CC GT units | Balance of Plant | Waste Water (zero discharge) Systems |  | 3295 | Other waste water (zero discharge) problems
852 | CC steam units | Balance of Plant | Waste Water (zero discharge) Systems |  | 3295 | Other waste water (zero discharge) problems
860 | Co-generator Block | Balance of Plant | Waste Water (zero discharge) Systems |  | 3295 | Other waste water (zero discharge) problems
861 | CoG GT units | Balance of Plant | Waste Water (zero discharge) Systems |  | 3295 | Other waste water (zero discharge) problems
862 | CoG steam units | Balance of Plant | Waste Water (zero discharge) Systems |  | 3295 | Other waste water (zero discharge) problems
100 | Fossil-Steam | Balance of Plant | Circulating Water Systems |  | 3299 | Other circulating water system problems
200 | Nuclear | Balance of Plant | Circulating Water Systems |  | 3299 | Other circulating water system problems
650 | Fluidized Bed | Balance of Plant | Circulating Water Systems |  | 3299 | Other circulating water system problems
800 | Miscellaneous | Balance of Plant | Circulating Water Systems |  | 3299 | Other circulating water system problems
810 | Multi-boiler/Multi-turbine | Balance of Plant | Circulating Water Systems |  | 3299 | Other circulating water system problems
830 | Geothermal | Balance of Plant | Circulating Water Systems |  | 3299 | Other circulating water system problems
850 | Combined Cycle Block | Balance of Plant | Circulating Water Systems |  | 3299 | Other circulating water system problems
851 | CC GT units | Balance of Plant | Circulating Water Systems |  | 3299 | Other circulating water system problems
852 | CC steam units | Balance of Plant | Circulating Water Systems |  | 3299 | Other circulating water system problems
860 | Co-generator Block | Balance of Plant | Circulating Water Systems |  | 3299 | Other circulating water system problems
861 | CoG GT units | Balance of Plant | Circulating Water Systems |  | 3299 | Other circulating water system problems
862 | CoG steam units | Balance of Plant | Circulating Water Systems |  | 3299 | Other circulating water system problems
100 | Fossil-Steam | Balance of Plant | Condensate System | Pumps, Piping, and Valves | 3300 | Condensate water pre-treatment
200 | Nuclear | Balance of Plant | Condensate System | Pumps, Piping, and Valves | 3300 | Condensate water pre-treatment
650 | Fluidized Bed | Balance of Plant | Condensate System | Pumps, Piping, and Valves | 3300 | Condensate water pre-treatment
800 | Miscellaneous | Balance of Plant | Condensate System | Pumps, Piping, and Valves | 3300 | Condensate water pre-treatment
810 | Multi-boiler/Multi-turbine | Balance of Plant | Condensate System | Pumps, Piping, and Valves | 3300 | Condensate water pre-treatment
830 | Geothermal | Balance of Plant | Condensate System | Pumps, Piping, and Valves | 3300 | Condensate water pre-treatment
850 | Combined Cycle Block | Balance of Plant | Condensate System | Pumps, Piping, and Valves | 3300 | Condensate water pre-treatment
851 | CC GT units | Balance of Plant | Condensate System | Pumps, Piping, and Valves | 3300 | Condensate water pre-treatment
852 | CC steam units | Balance of Plant | Condensate System | Pumps, Piping, and Valves | 3300 | Condensate water pre-treatment
860 | Co-generator Block | Balance of Plant | Condensate System | Pumps, Piping, and Valves | 3300 | Condensate water pre-treatment
861 | CoG GT units | Balance of Plant | Condensate System | Pumps, Piping, and Valves | 3300 | Condensate water pre-treatment
862 | CoG steam units | Balance of Plant | Condensate System | Pumps, Piping, and Valves | 3300 | Condensate water pre-treatment
100 | Fossil-Steam | Balance of Plant | Condensate System | Pumps, Piping, and Valves | 3310 | Condensate/hotwell pumps
200 | Nuclear | Balance of Plant | Condensate System | Pumps, Piping, and Valves | 3310 | Condensate/hotwell pumps
650 | Fluidized Bed | Balance of Plant | Condensate System | Pumps, Piping, and Valves | 3310 | Condensate/hotwell pumps
800 | Miscellaneous | Balance of Plant | Condensate System | Pumps, Piping, and Valves | 3310 | Condensate/hotwell pumps
810 | Multi-boiler/Multi-turbine | Balance of Plant | Condensate System | Pumps, Piping, and Valves | 3310 | Condensate/hotwell pumps
830 | Geothermal | Balance of Plant | Condensate System | Pumps, Piping, and Valves | 3310 | Condensate/hotwell pumps
850 | Combined Cycle Block | Balance of Plant | Condensate System | Pumps, Piping, and Valves | 3310 | Condensate/hotwell pumps
851 | CC GT units | Balance of Plant | Condensate System | Pumps, Piping, and Valves | 3310 | Condensate/hotwell pumps
852 | CC steam units | Balance of Plant | Condensate System | Pumps, Piping, and Valves | 3310 | Condensate/hotwell pumps
860 | Co-generator Block | Balance of Plant | Condensate System | Pumps, Piping, and Valves | 3310 | Condensate/hotwell pumps
861 | CoG GT units | Balance of Plant | Condensate System | Pumps, Piping, and Valves | 3310 | Condensate/hotwell pumps
862 | CoG steam units | Balance of Plant | Condensate System | Pumps, Piping, and Valves | 3310 | Condensate/hotwell pumps
100 | Fossil-Steam | Balance of Plant | Condensate System | Pumps, Piping, and Valves | 3311 | Condensate/hotwell pump motor
200 | Nuclear | Balance of Plant | Condensate System | Pumps, Piping, and Valves | 3311 | Condensate/hotwell pump motor
650 | Fluidized Bed | Balance of Plant | Condensate System | Pumps, Piping, and Valves | 3311 | Condensate/hotwell pump motor
800 | Miscellaneous | Balance of Plant | Condensate System | Pumps, Piping, and Valves | 3311 | Condensate/hotwell pump motor
810 | Multi-boiler/Multi-turbine | Balance of Plant | Condensate System | Pumps, Piping, and Valves | 3311 | Condensate/hotwell pump motor
830 | Geothermal | Balance of Plant | Condensate System | Pumps, Piping, and Valves | 3311 | Condensate/hotwell pump motor
850 | Combined Cycle Block | Balance of Plant | Condensate System | Pumps, Piping, and Valves | 3311 | Condensate/hotwell pump motor
851 | CC GT units | Balance of Plant | Condensate System | Pumps, Piping, and Valves | 3311 | Condensate/hotwell pump motor
852 | CC steam units | Balance of Plant | Condensate System | Pumps, Piping, and Valves | 3311 | Condensate/hotwell pump motor
860 | Co-generator Block | Balance of Plant | Condensate System | Pumps, Piping, and Valves | 3311 | Condensate/hotwell pump motor
861 | CoG GT units | Balance of Plant | Condensate System | Pumps, Piping, and Valves | 3311 | Condensate/hotwell pump motor
862 | CoG steam units | Balance of Plant | Condensate System | Pumps, Piping, and Valves | 3311 | Condensate/hotwell pump motor
100 | Fossil-Steam | Balance of Plant | Condensate System | Pumps, Piping, and Valves | 3312 | Condensate booster pump
200 | Nuclear | Balance of Plant | Condensate System | Pumps, Piping, and Valves | 3312 | Condensate booster pump
650 | Fluidized Bed | Balance of Plant | Condensate System | Pumps, Piping, and Valves | 3312 | Condensate booster pump
800 | Miscellaneous | Balance of Plant | Condensate System | Pumps, Piping, and Valves | 3312 | Condensate booster pump
810 | Multi-boiler/Multi-turbine | Balance of Plant | Condensate System | Pumps, Piping, and Valves | 3312 | Condensate booster pump
830 | Geothermal | Balance of Plant | Condensate System | Pumps, Piping, and Valves | 3312 | Condensate booster pump
850 | Combined Cycle Block | Balance of Plant | Condensate System | Pumps, Piping, and Valves | 3312 | Condensate booster pump
851 | CC GT units | Balance of Plant | Condensate System | Pumps, Piping, and Valves | 3312 | Condensate booster pump
852 | CC steam units | Balance of Plant | Condensate System | Pumps, Piping, and Valves | 3312 | Condensate booster pump
860 | Co-generator Block | Balance of Plant | Condensate System | Pumps, Piping, and Valves | 3312 | Condensate booster pump
861 | CoG GT units | Balance of Plant | Condensate System | Pumps, Piping, and Valves | 3312 | Condensate booster pump
862 | CoG steam units | Balance of Plant | Condensate System | Pumps, Piping, and Valves | 3312 | Condensate booster pump
100 | Fossil-Steam | Balance of Plant | Condensate System | Pumps, Piping, and Valves | 3313 | Condensate booster pump motor
200 | Nuclear | Balance of Plant | Condensate System | Pumps, Piping, and Valves | 3313 | Condensate booster pump motor
650 | Fluidized Bed | Balance of Plant | Condensate System | Pumps, Piping, and Valves | 3313 | Condensate booster pump motor
800 | Miscellaneous | Balance of Plant | Condensate System | Pumps, Piping, and Valves | 3313 | Condensate booster pump motor
810 | Multi-boiler/Multi-turbine | Balance of Plant | Condensate System | Pumps, Piping, and Valves | 3313 | Condensate booster pump motor
830 | Geothermal | Balance of Plant | Condensate System | Pumps, Piping, and Valves | 3313 | Condensate booster pump motor
850 | Combined Cycle Block | Balance of Plant | Condensate System | Pumps, Piping, and Valves | 3313 | Condensate booster pump motor
851 | CC GT units | Balance of Plant | Condensate System | Pumps, Piping, and Valves | 3313 | Condensate booster pump motor
852 | CC steam units | Balance of Plant | Condensate System | Pumps, Piping, and Valves | 3313 | Condensate booster pump motor
860 | Co-generator Block | Balance of Plant | Condensate System | Pumps, Piping, and Valves | 3313 | Condensate booster pump motor
861 | CoG GT units | Balance of Plant | Condensate System | Pumps, Piping, and Valves | 3313 | Condensate booster pump motor
862 | CoG steam units | Balance of Plant | Condensate System | Pumps, Piping, and Valves | 3313 | Condensate booster pump motor
100 | Fossil-Steam | Balance of Plant | Condensate System | Pumps, Piping, and Valves | 3314 | Condensate booster pump motor - variable speed
200 | Nuclear | Balance of Plant | Condensate System | Pumps, Piping, and Valves | 3314 | Condensate booster pump motor - variable speed
650 | Fluidized Bed | Balance of Plant | Condensate System | Pumps, Piping, and Valves | 3314 | Condensate booster pump motor - variable speed
800 | Miscellaneous | Balance of Plant | Condensate System | Pumps, Piping, and Valves | 3314 | Condensate booster pump motor - variable speed
810 | Multi-boiler/Multi-turbine | Balance of Plant | Condensate System | Pumps, Piping, and Valves | 3314 | Condensate booster pump motor - variable speed
830 | Geothermal | Balance of Plant | Condensate System | Pumps, Piping, and Valves | 3314 | Condensate booster pump motor - variable speed
850 | Combined Cycle Block | Balance of Plant | Condensate System | Pumps, Piping, and Valves | 3314 | Condensate booster pump motor - variable speed
851 | CC GT units | Balance of Plant | Condensate System | Pumps, Piping, and Valves | 3314 | Condensate booster pump motor - variable speed
852 | CC steam units | Balance of Plant | Condensate System | Pumps, Piping, and Valves | 3314 | Condensate booster pump motor - variable speed
860 | Co-generator Block | Balance of Plant | Condensate System | Pumps, Piping, and Valves | 3314 | Condensate booster pump motor - variable speed
861 | CoG GT units | Balance of Plant | Condensate System | Pumps, Piping, and Valves | 3314 | Condensate booster pump motor - variable speed
862 | CoG steam units | Balance of Plant | Condensate System | Pumps, Piping, and Valves | 3314 | Condensate booster pump motor - variable speed
100 | Fossil-Steam | Balance of Plant | Condensate System | Pumps, Piping, and Valves | 3315 | Condensate booster pump drive (other than 3313 and 3314)
200 | Nuclear | Balance of Plant | Condensate System | Pumps, Piping, and Valves | 3315 | Condensate booster pump drive (other than 3313 and 3314)
650 | Fluidized Bed | Balance of Plant | Condensate System | Pumps, Piping, and Valves | 3315 | Condensate booster pump drive (other than 3313 and 3314)
800 | Miscellaneous | Balance of Plant | Condensate System | Pumps, Piping, and Valves | 3315 | Condensate booster pump drive (other than 3313 and 3314)
810 | Multi-boiler/Multi-turbine | Balance of Plant | Condensate System | Pumps, Piping, and Valves | 3315 | Condensate booster pump drive (other than 3313 and 3314)
830 | Geothermal | Balance of Plant | Condensate System | Pumps, Piping, and Valves | 3315 | Condensate booster pump drive (other than 3313 and 3314)
850 | Combined Cycle Block | Balance of Plant | Condensate System | Pumps, Piping, and Valves | 3315 | Condensate booster pump drive (other than 3313 and 3314)
851 | CC GT units | Balance of Plant | Condensate System | Pumps, Piping, and Valves | 3315 | Condensate booster pump drive (other than 3313 and 3314)
852 | CC steam units | Balance of Plant | Condensate System | Pumps, Piping, and Valves | 3315 | Condensate booster pump drive (other than 3313 and 3314)
860 | Co-generator Block | Balance of Plant | Condensate System | Pumps, Piping, and Valves | 3315 | Condensate booster pump drive (other than 3313 and 3314)
861 | CoG GT units | Balance of Plant | Condensate System | Pumps, Piping, and Valves | 3315 | Condensate booster pump drive (other than 3313 and 3314)
862 | CoG steam units | Balance of Plant | Condensate System | Pumps, Piping, and Valves | 3315 | Condensate booster pump drive (other than 3313 and 3314)
100 | Fossil-Steam | Balance of Plant | Condensate System | Pumps, Piping, and Valves | 3320 | Condensate piping
200 | Nuclear | Balance of Plant | Condensate System | Pumps, Piping, and Valves | 3320 | Condensate piping
650 | Fluidized Bed | Balance of Plant | Condensate System | Pumps, Piping, and Valves | 3320 | Condensate piping
800 | Miscellaneous | Balance of Plant | Condensate System | Pumps, Piping, and Valves | 3320 | Condensate piping
810 | Multi-boiler/Multi-turbine | Balance of Plant | Condensate System | Pumps, Piping, and Valves | 3320 | Condensate piping
830 | Geothermal | Balance of Plant | Condensate System | Pumps, Piping, and Valves | 3320 | Condensate piping
850 | Combined Cycle Block | Balance of Plant | Condensate System | Pumps, Piping, and Valves | 3320 | Condensate piping
851 | CC GT units | Balance of Plant | Condensate System | Pumps, Piping, and Valves | 3320 | Condensate piping
852 | CC steam units | Balance of Plant | Condensate System | Pumps, Piping, and Valves | 3320 | Condensate piping
860 | Co-generator Block | Balance of Plant | Condensate System | Pumps, Piping, and Valves | 3320 | Condensate piping
861 | CoG GT units | Balance of Plant | Condensate System | Pumps, Piping, and Valves | 3320 | Condensate piping
862 | CoG steam units | Balance of Plant | Condensate System | Pumps, Piping, and Valves | 3320 | Condensate piping
100 | Fossil-Steam | Balance of Plant | Condensate System | Pumps, Piping, and Valves | 3330 | Condensate valves
200 | Nuclear | Balance of Plant | Condensate System | Pumps, Piping, and Valves | 3330 | Condensate valves
650 | Fluidized Bed | Balance of Plant | Condensate System | Pumps, Piping, and Valves | 3330 | Condensate valves
800 | Miscellaneous | Balance of Plant | Condensate System | Pumps, Piping, and Valves | 3330 | Condensate valves
810 | Multi-boiler/Multi-turbine | Balance of Plant | Condensate System | Pumps, Piping, and Valves | 3330 | Condensate valves
830 | Geothermal | Balance of Plant | Condensate System | Pumps, Piping, and Valves | 3330 | Condensate valves
850 | Combined Cycle Block | Balance of Plant | Condensate System | Pumps, Piping, and Valves | 3330 | Condensate valves
851 | CC GT units | Balance of Plant | Condensate System | Pumps, Piping, and Valves | 3330 | Condensate valves
852 | CC steam units | Balance of Plant | Condensate System | Pumps, Piping, and Valves | 3330 | Condensate valves
860 | Co-generator Block | Balance of Plant | Condensate System | Pumps, Piping, and Valves | 3330 | Condensate valves
861 | CoG GT units | Balance of Plant | Condensate System | Pumps, Piping, and Valves | 3330 | Condensate valves
862 | CoG steam units | Balance of Plant | Condensate System | Pumps, Piping, and Valves | 3330 | Condensate valves
100 | Fossil-Steam | Balance of Plant | Condensate System | Low/Intermediate Pressure Heater and Deaerators | 3339 | LP heater head leaks
200 | Nuclear | Balance of Plant | Condensate System | Low/Intermediate Pressure Heater and Deaerators | 3339 | LP heater head leaks
650 | Fluidized Bed | Balance of Plant | Condensate System | Low/Intermediate Pressure Heater and Deaerators | 3339 | LP heater head leaks
800 | Miscellaneous | Balance of Plant | Condensate System | Low/Intermediate Pressure Heater and Deaerators | 3339 | LP heater head leaks
810 | Multi-boiler/Multi-turbine | Balance of Plant | Condensate System | Low/Intermediate Pressure Heater and Deaerators | 3339 | LP heater head leaks
850 | Combined Cycle Block | Balance of Plant | Condensate System | Low/Intermediate Pressure Heater and Deaerators | 3339 | LP heater head leaks
851 | CC GT units | Balance of Plant | Condensate System | Low/Intermediate Pressure Heater and Deaerators | 3339 | LP heater head leaks
852 | CC steam units | Balance of Plant | Condensate System | Low/Intermediate Pressure Heater and Deaerators | 3339 | LP heater head leaks
860 | Co-generator Block | Balance of Plant | Condensate System | Low/Intermediate Pressure Heater and Deaerators | 3339 | LP heater head leaks
861 | CoG GT units | Balance of Plant | Condensate System | Low/Intermediate Pressure Heater and Deaerators | 3339 | LP heater head leaks
862 | CoG steam units | Balance of Plant | Condensate System | Low/Intermediate Pressure Heater and Deaerators | 3339 | LP heater head leaks
100 | Fossil-Steam | Balance of Plant | Condensate System | Low/Intermediate Pressure Heater and Deaerators | 3340 | LP heater tube leaks
200 | Nuclear | Balance of Plant | Condensate System | Low/Intermediate Pressure Heater and Deaerators | 3340 | LP heater tube leaks
650 | Fluidized Bed | Balance of Plant | Condensate System | Low/Intermediate Pressure Heater and Deaerators | 3340 | LP heater tube leaks
800 | Miscellaneous | Balance of Plant | Condensate System | Low/Intermediate Pressure Heater and Deaerators | 3340 | LP heater tube leaks
810 | Multi-boiler/Multi-turbine | Balance of Plant | Condensate System | Low/Intermediate Pressure Heater and Deaerators | 3340 | LP heater tube leaks
850 | Combined Cycle Block | Balance of Plant | Condensate System | Low/Intermediate Pressure Heater and Deaerators | 3340 | LP heater tube leaks
851 | CC GT units | Balance of Plant | Condensate System | Low/Intermediate Pressure Heater and Deaerators | 3340 | LP heater tube leaks
852 | CC steam units | Balance of Plant | Condensate System | Low/Intermediate Pressure Heater and Deaerators | 3340 | LP heater tube leaks
860 | Co-generator Block | Balance of Plant | Condensate System | Low/Intermediate Pressure Heater and Deaerators | 3340 | LP heater tube leaks
861 | CoG GT units | Balance of Plant | Condensate System | Low/Intermediate Pressure Heater and Deaerators | 3340 | LP heater tube leaks
862 | CoG steam units | Balance of Plant | Condensate System | Low/Intermediate Pressure Heater and Deaerators | 3340 | LP heater tube leaks
100 | Fossil-Steam | Balance of Plant | Condensate System | Low/Intermediate Pressure Heater and Deaerators | 3341 | Other LP heater - general
200 | Nuclear | Balance of Plant | Condensate System | Low/Intermediate Pressure Heater and Deaerators | 3341 | Other LP heater - general
650 | Fluidized Bed | Balance of Plant | Condensate System | Low/Intermediate Pressure Heater and Deaerators | 3341 | Other LP heater - general
800 | Miscellaneous | Balance of Plant | Condensate System | Low/Intermediate Pressure Heater and Deaerators | 3341 | Other LP heater - general
810 | Multi-boiler/Multi-turbine | Balance of Plant | Condensate System | Low/Intermediate Pressure Heater and Deaerators | 3341 | Other LP heater - general
850 | Combined Cycle Block | Balance of Plant | Condensate System | Low/Intermediate Pressure Heater and Deaerators | 3341 | Other LP heater - general
851 | CC GT units | Balance of Plant | Condensate System | Low/Intermediate Pressure Heater and Deaerators | 3341 | Other LP heater - general
852 | CC steam units | Balance of Plant | Condensate System | Low/Intermediate Pressure Heater and Deaerators | 3341 | Other LP heater - general
860 | Co-generator Block | Balance of Plant | Condensate System | Low/Intermediate Pressure Heater and Deaerators | 3341 | Other LP heater - general
861 | CoG GT units | Balance of Plant | Condensate System | Low/Intermediate Pressure Heater and Deaerators | 3341 | Other LP heater - general
862 | CoG steam units | Balance of Plant | Condensate System | Low/Intermediate Pressure Heater and Deaerators | 3341 | Other LP heater - general
100 | Fossil-Steam | Balance of Plant | Condensate System | Low/Intermediate Pressure Heater and Deaerators | 3342 | IP heater tube leaks
200 | Nuclear | Balance of Plant | Condensate System | Low/Intermediate Pressure Heater and Deaerators | 3342 | IP heater tube leaks
650 | Fluidized Bed | Balance of Plant | Condensate System | Low/Intermediate Pressure Heater and Deaerators | 3342 | IP heater tube leaks
800 | Miscellaneous | Balance of Plant | Condensate System | Low/Intermediate Pressure Heater and Deaerators | 3342 | IP heater tube leaks
810 | Multi-boiler/Multi-turbine | Balance of Plant | Condensate System | Low/Intermediate Pressure Heater and Deaerators | 3342 | IP heater tube leaks
850 | Combined Cycle Block | Balance of Plant | Condensate System | Low/Intermediate Pressure Heater and Deaerators | 3342 | IP heater tube leaks
851 | CC GT units | Balance of Plant | Condensate System | Low/Intermediate Pressure Heater and Deaerators | 3342 | IP heater tube leaks
852 | CC steam units | Balance of Plant | Condensate System | Low/Intermediate Pressure Heater and Deaerators | 3342 | IP heater tube leaks
860 | Co-generator Block | Balance of Plant | Condensate System | Low/Intermediate Pressure Heater and Deaerators | 3342 | IP heater tube leaks
861 | CoG GT units | Balance of Plant | Condensate System | Low/Intermediate Pressure Heater and Deaerators | 3342 | IP heater tube leaks
862 | CoG steam units | Balance of Plant | Condensate System | Low/Intermediate Pressure Heater and Deaerators | 3342 | IP heater tube leaks
100 | Fossil-Steam | Balance of Plant | Condensate System | Low/Intermediate Pressure Heater and Deaerators | 3343 | Other IP heater - general
200 | Nuclear | Balance of Plant | Condensate System | Low/Intermediate Pressure Heater and Deaerators | 3343 | Other IP heater - general
650 | Fluidized Bed | Balance of Plant | Condensate System | Low/Intermediate Pressure Heater and Deaerators | 3343 | Other IP heater - general
800 | Miscellaneous | Balance of Plant | Condensate System | Low/Intermediate Pressure Heater and Deaerators | 3343 | Other IP heater - general
810 | Multi-boiler/Multi-turbine | Balance of Plant | Condensate System | Low/Intermediate Pressure Heater and Deaerators | 3343 | Other IP heater - general
850 | Combined Cycle Block | Balance of Plant | Condensate System | Low/Intermediate Pressure Heater and Deaerators | 3343 | Other IP heater - general
851 | CC GT units | Balance of Plant | Condensate System | Low/Intermediate Pressure Heater and Deaerators | 3343 | Other IP heater - general
852 | CC steam units | Balance of Plant | Condensate System | Low/Intermediate Pressure Heater and Deaerators | 3343 | Other IP heater - general
860 | Co-generator Block | Balance of Plant | Condensate System | Low/Intermediate Pressure Heater and Deaerators | 3343 | Other IP heater - general
861 | CoG GT units | Balance of Plant | Condensate System | Low/Intermediate Pressure Heater and Deaerators | 3343 | Other IP heater - general
862 | CoG steam units | Balance of Plant | Condensate System | Low/Intermediate Pressure Heater and Deaerators | 3343 | Other IP heater - general
100 | Fossil-Steam | Balance of Plant | Condensate System | Low/Intermediate Pressure Heater and Deaerators | 3344 | Deaerator (including level control)
200 | Nuclear | Balance of Plant | Condensate System | Low/Intermediate Pressure Heater and Deaerators | 3344 | Deaerator (including level control)
650 | Fluidized Bed | Balance of Plant | Condensate System | Low/Intermediate Pressure Heater and Deaerators | 3344 | Deaerator (including level control)
800 | Miscellaneous | Balance of Plant | Condensate System | Low/Intermediate Pressure Heater and Deaerators | 3344 | Deaerator (including level control)
810 | Multi-boiler/Multi-turbine | Balance of Plant | Condensate System | Low/Intermediate Pressure Heater and Deaerators | 3344 | Deaerator (including level control)
850 | Combined Cycle Block | Balance of Plant | Condensate System | Low/Intermediate Pressure Heater and Deaerators | 3344 | Deaerator (including level control)
851 | CC GT units | Balance of Plant | Condensate System | Low/Intermediate Pressure Heater and Deaerators | 3344 | Deaerator (including level control)
852 | CC steam units | Balance of Plant | Condensate System | Low/Intermediate Pressure Heater and Deaerators | 3344 | Deaerator (including level control)
860 | Co-generator Block | Balance of Plant | Condensate System | Low/Intermediate Pressure Heater and Deaerators | 3344 | Deaerator (including level control)
861 | CoG GT units | Balance of Plant | Condensate System | Low/Intermediate Pressure Heater and Deaerators | 3344 | Deaerator (including level control)
862 | CoG steam units | Balance of Plant | Condensate System | Low/Intermediate Pressure Heater and Deaerators | 3344 | Deaerator (including level control)
100 | Fossil-Steam | Balance of Plant | Condensate System | Low/Intermediate Pressure Heater and Deaerators | 3345 | IP heater head leaks
200 | Nuclear | Balance of Plant | Condensate System | Low/Intermediate Pressure Heater and Deaerators | 3345 | IP heater head leaks
650 | Fluidized Bed | Balance of Plant | Condensate System | Low/Intermediate Pressure Heater and Deaerators | 3345 | IP heater head leaks
800 | Miscellaneous | Balance of Plant | Condensate System | Low/Intermediate Pressure Heater and Deaerators | 3345 | IP heater head leaks
810 | Multi-boiler/Multi-turbine | Balance of Plant | Condensate System | Low/Intermediate Pressure Heater and Deaerators | 3345 | IP heater head leaks
850 | Combined Cycle Block | Balance of Plant | Condensate System | Low/Intermediate Pressure Heater and Deaerators | 3345 | IP heater head leaks
851 | CC GT units | Balance of Plant | Condensate System | Low/Intermediate Pressure Heater and Deaerators | 3345 | IP heater head leaks
852 | CC steam units | Balance of Plant | Condensate System | Low/Intermediate Pressure Heater and Deaerators | 3345 | IP heater head leaks
860 | Co-generator Block | Balance of Plant | Condensate System | Low/Intermediate Pressure Heater and Deaerators | 3345 | IP heater head leaks
861 | CoG GT units | Balance of Plant | Condensate System | Low/Intermediate Pressure Heater and Deaerators | 3345 | IP heater head leaks
862 | CoG steam units | Balance of Plant | Condensate System | Low/Intermediate Pressure Heater and Deaerators | 3345 | IP heater head leaks
100 | Fossil-Steam | Balance of Plant | Condensate System | Polishers/Chemical Addition | 3350 | Condensate polishing and filtering systems
200 | Nuclear | Balance of Plant | Condensate System | Polishers/Chemical Addition | 3350 | Condensate polishing and filtering systems
650 | Fluidized Bed | Balance of Plant | Condensate System | Polishers/Chemical Addition | 3350 | Condensate polishing and filtering systems
800 | Miscellaneous | Balance of Plant | Condensate System | Polishers/Chemical Addition | 3350 | Condensate polishing and filtering systems
810 | Multi-boiler/Multi-turbine | Balance of Plant | Condensate System | Polishers/Chemical Addition | 3350 | Condensate polishing and filtering systems
850 | Combined Cycle Block | Balance of Plant | Condensate System | Polishers/Chemical Addition | 3350 | Condensate polishing and filtering systems
851 | CC GT units | Balance of Plant | Condensate System | Polishers/Chemical Addition | 3350 | Condensate polishing and filtering systems
852 | CC steam units | Balance of Plant | Condensate System | Polishers/Chemical Addition | 3350 | Condensate polishing and filtering systems
860 | Co-generator Block | Balance of Plant | Condensate System | Polishers/Chemical Addition | 3350 | Condensate polishing and filtering systems
861 | CoG GT units | Balance of Plant | Condensate System | Polishers/Chemical Addition | 3350 | Condensate polishing and filtering systems
862 | CoG steam units | Balance of Plant | Condensate System | Polishers/Chemical Addition | 3350 | Condensate polishing and filtering systems
100 | Fossil-Steam | Balance of Plant | Condensate System | Polishers/Chemical Addition | 3351 | Chemical addition systems
200 | Nuclear | Balance of Plant | Condensate System | Polishers/Chemical Addition | 3351 | Chemical addition systems
650 | Fluidized Bed | Balance of Plant | Condensate System | Polishers/Chemical Addition | 3351 | Chemical addition systems
800 | Miscellaneous | Balance of Plant | Condensate System | Polishers/Chemical Addition | 3351 | Chemical addition systems
810 | Multi-boiler/Multi-turbine | Balance of Plant | Condensate System | Polishers/Chemical Addition | 3351 | Chemical addition systems
850 | Combined Cycle Block | Balance of Plant | Condensate System | Polishers/Chemical Addition | 3351 | Chemical addition systems
851 | CC GT units | Balance of Plant | Condensate System | Polishers/Chemical Addition | 3351 | Chemical addition systems
852 | CC steam units | Balance of Plant | Condensate System | Polishers/Chemical Addition | 3351 | Chemical addition systems
860 | Co-generator Block | Balance of Plant | Condensate System | Polishers/Chemical Addition | 3351 | Chemical addition systems
861 | CoG GT units | Balance of Plant | Condensate System | Polishers/Chemical Addition | 3351 | Chemical addition systems
862 | CoG steam units | Balance of Plant | Condensate System | Polishers/Chemical Addition | 3351 | Chemical addition systems
100 | Fossil-Steam | Balance of Plant | Condensate System | Polishers/Chemical Addition | 3352 | Feedwater chemistry (not specific to condenser, polishers, or chemical addition)
200 | Nuclear | Balance of Plant | Condensate System | Polishers/Chemical Addition | 3352 | Feedwater chemistry (not specific to condenser, polishers, or chemical addition)
650 | Fluidized Bed | Balance of Plant | Condensate System | Polishers/Chemical Addition | 3352 | Feedwater chemistry (not specific to condenser, polishers, or chemical addition)
800 | Miscellaneous | Balance of Plant | Condensate System | Polishers/Chemical Addition | 3352 | Feedwater chemistry (not specific to condenser, polishers, or chemical addition)
810 | Multi-boiler/Multi-turbine | Balance of Plant | Condensate System | Polishers/Chemical Addition | 3352 | Feedwater chemistry (not specific to condenser, polishers, or chemical addition)
850 | Combined Cycle Block | Balance of Plant | Condensate System | Polishers/Chemical Addition | 3352 | Feedwater chemistry (not specific to condenser, polishers, or chemical addition)
851 | CC GT units | Balance of Plant | Condensate System | Polishers/Chemical Addition | 3352 | Feedwater chemistry (not specific to condenser, polishers, or chemical addition)
852 | CC steam units | Balance of Plant | Condensate System | Polishers/Chemical Addition | 3352 | Feedwater chemistry (not specific to condenser, polishers, or chemical addition)
860 | Co-generator Block | Balance of Plant | Condensate System | Polishers/Chemical Addition | 3352 | Feedwater chemistry (not specific to condenser, polishers, or chemical addition)
861 | CoG GT units | Balance of Plant | Condensate System | Polishers/Chemical Addition | 3352 | Feedwater chemistry (not specific to condenser, polishers, or chemical addition)
862 | CoG steam units | Balance of Plant | Condensate System | Polishers/Chemical Addition | 3352 | Feedwater chemistry (not specific to condenser, polishers, or chemical addition)
100 | Fossil-Steam | Balance of Plant | Condensate System | Miscellaneous (Condensate System) | 3360 | Condensate makeup and return (including storage tanks)
200 | Nuclear | Balance of Plant | Condensate System | Miscellaneous (Condensate System) | 3360 | Condensate makeup and return (including storage tanks)
650 | Fluidized Bed | Balance of Plant | Condensate System | Miscellaneous (Condensate System) | 3360 | Condensate makeup and return (including storage tanks)
800 | Miscellaneous | Balance of Plant | Condensate System | Miscellaneous (Condensate System) | 3360 | Condensate makeup and return (including storage tanks)
810 | Multi-boiler/Multi-turbine | Balance of Plant | Condensate System | Miscellaneous (Condensate System) | 3360 | Condensate makeup and return (including storage tanks)
830 | Geothermal | Balance of Plant | Condensate System | Miscellaneous (Condensate System) | 3360 | Condensate makeup and return (including storage tanks)
850 | Combined Cycle Block | Balance of Plant | Condensate System | Miscellaneous (Condensate System) | 3360 | Condensate makeup and return (including storage tanks)
851 | CC GT units | Balance of Plant | Condensate System | Miscellaneous (Condensate System) | 3360 | Condensate makeup and return (including storage tanks)
852 | CC steam units | Balance of Plant | Condensate System | Miscellaneous (Condensate System) | 3360 | Condensate makeup and return (including storage tanks)
860 | Co-generator Block | Balance of Plant | Condensate System | Miscellaneous (Condensate System) | 3360 | Condensate makeup and return (including storage tanks)
861 | CoG GT units | Balance of Plant | Condensate System | Miscellaneous (Condensate System) | 3360 | Condensate makeup and return (including storage tanks)
862 | CoG steam units | Balance of Plant | Condensate System | Miscellaneous (Condensate System) | 3360 | Condensate makeup and return (including storage tanks)
100 | Fossil-Steam | Balance of Plant | Condensate System | Miscellaneous (Condensate System) | 3370 | Condensate system controls and instrumentation (not hotwell level, heater level, or deaerator level controls; see codes 3150-3159, 3344, 3502).
200 | Nuclear | Balance of Plant | Condensate System | Miscellaneous (Condensate System) | 3370 | Condensate system controls and instrumentation (not hotwell level, heater level, or deaerator level controls; see codes 3150-3159, 3344, 3502).
650 | Fluidized Bed | Balance of Plant | Condensate System | Miscellaneous (Condensate System) | 3370 | Condensate system controls and instrumentation (not hotwell level, heater level, or deaerator level controls; see codes 3150-3159, 3344, 3502).
800 | Miscellaneous | Balance of Plant | Condensate System | Miscellaneous (Condensate System) | 3370 | Condensate system controls and instrumentation (not hotwell level, heater level, or deaerator level controls; see codes 3150-3159, 3344, 3502).
810 | Multi-boiler/Multi-turbine | Balance of Plant | Condensate System | Miscellaneous (Condensate System) | 3370 | Condensate system controls and instrumentation (not hotwell level, heater level, or deaerator level controls; see codes 3150-3159, 3344, 3502).
830 | Geothermal | Balance of Plant | Condensate System | Miscellaneous (Condensate System) | 3370 | Condensate system controls and instrumentation (not hotwell level, heater level, or deaerator level controls; see codes 3150-3159, 3344, 3502).
850 | Combined Cycle Block | Balance of Plant | Condensate System | Miscellaneous (Condensate System) | 3370 | Condensate system controls and instrumentation (not hotwell level, heater level, or deaerator level controls; see codes 3150-3159, 3344, 3502).
851 | CC GT units | Balance of Plant | Condensate System | Miscellaneous (Condensate System) | 3370 | Condensate system controls and instrumentation (not hotwell level, heater level, or deaerator level controls; see codes 3150-3159, 3344, 3502).
852 | CC steam units | Balance of Plant | Condensate System | Miscellaneous (Condensate System) | 3370 | Condensate system controls and instrumentation (not hotwell level, heater level, or deaerator level controls; see codes 3150-3159, 3344, 3502).
860 | Co-generator Block | Balance of Plant | Condensate System | Miscellaneous (Condensate System) | 3370 | Condensate system controls and instrumentation (not hotwell level, heater level, or deaerator level controls; see codes 3150-3159, 3344, 3502).
861 | CoG GT units | Balance of Plant | Condensate System | Miscellaneous (Condensate System) | 3370 | Condensate system controls and instrumentation (not hotwell level, heater level, or deaerator level controls; see codes 3150-3159, 3344, 3502).
862 | CoG steam units | Balance of Plant | Condensate System | Miscellaneous (Condensate System) | 3370 | Condensate system controls and instrumentation (not hotwell level, heater level, or deaerator level controls; see codes 3150-3159, 3344, 3502).
100 | Fossil-Steam | Balance of Plant | Condensate System | Miscellaneous (Condensate System) | 3380 | Condensate coolers
200 | Nuclear | Balance of Plant | Condensate System | Miscellaneous (Condensate System) | 3380 | Condensate coolers
650 | Fluidized Bed | Balance of Plant | Condensate System | Miscellaneous (Condensate System) | 3380 | Condensate coolers
800 | Miscellaneous | Balance of Plant | Condensate System | Miscellaneous (Condensate System) | 3380 | Condensate coolers
810 | Multi-boiler/Multi-turbine | Balance of Plant | Condensate System | Miscellaneous (Condensate System) | 3380 | Condensate coolers
830 | Geothermal | Balance of Plant | Condensate System | Miscellaneous (Condensate System) | 3380 | Condensate coolers
850 | Combined Cycle Block | Balance of Plant | Condensate System | Miscellaneous (Condensate System) | 3380 | Condensate coolers
851 | CC GT units | Balance of Plant | Condensate System | Miscellaneous (Condensate System) | 3380 | Condensate coolers
852 | CC steam units | Balance of Plant | Condensate System | Miscellaneous (Condensate System) | 3380 | Condensate coolers
860 | Co-generator Block | Balance of Plant | Condensate System | Miscellaneous (Condensate System) | 3380 | Condensate coolers
861 | CoG GT units | Balance of Plant | Condensate System | Miscellaneous (Condensate System) | 3380 | Condensate coolers
862 | CoG steam units | Balance of Plant | Condensate System | Miscellaneous (Condensate System) | 3380 | Condensate coolers
100 | Fossil-Steam | Balance of Plant | Condensate System | Miscellaneous (Condensate System) | 3399 | Other miscellaneous condensate system problems
200 | Nuclear | Balance of Plant | Condensate System | Miscellaneous (Condensate System) | 3399 | Other miscellaneous condensate system problems
650 | Fluidized Bed | Balance of Plant | Condensate System | Miscellaneous (Condensate System) | 3399 | Other miscellaneous condensate system problems
800 | Miscellaneous | Balance of Plant | Condensate System | Miscellaneous (Condensate System) | 3399 | Other miscellaneous condensate system problems
810 | Multi-boiler/Multi-turbine | Balance of Plant | Condensate System | Miscellaneous (Condensate System) | 3399 | Other miscellaneous condensate system problems
830 | Geothermal | Balance of Plant | Condensate System | Miscellaneous (Condensate System) | 3399 | Other miscellaneous condensate system problems
850 | Combined Cycle Block | Balance of Plant | Condensate System | Miscellaneous (Condensate System) | 3399 | Other miscellaneous condensate system problems
851 | CC GT units | Balance of Plant | Condensate System | Miscellaneous (Condensate System) | 3399 | Other miscellaneous condensate system problems
852 | CC steam units | Balance of Plant | Condensate System | Miscellaneous (Condensate System) | 3399 | Other miscellaneous condensate system problems
860 | Co-generator Block | Balance of Plant | Condensate System | Miscellaneous (Condensate System) | 3399 | Other miscellaneous condensate system problems
861 | CoG GT units | Balance of Plant | Condensate System | Miscellaneous (Condensate System) | 3399 | Other miscellaneous condensate system problems
862 | CoG steam units | Balance of Plant | Condensate System | Miscellaneous (Condensate System) | 3399 | Other miscellaneous condensate system problems
100 | Fossil-Steam | Balance of Plant | Feedwater System |  | 3401 | Startup feedwater pump
200 | Nuclear | Balance of Plant | Feedwater System |  | 3401 | Startup feedwater pump
650 | Fluidized Bed | Balance of Plant | Feedwater System |  | 3401 | Startup feedwater pump
800 | Miscellaneous | Balance of Plant | Feedwater System |  | 3401 | Startup feedwater pump
810 | Multi-boiler/Multi-turbine | Balance of Plant | Feedwater System |  | 3401 | Startup feedwater pump
850 | Combined Cycle Block | Balance of Plant | Feedwater System |  | 3401 | Startup feedwater pump
851 | CC GT units | Balance of Plant | Feedwater System |  | 3401 | Startup feedwater pump
852 | CC steam units | Balance of Plant | Feedwater System |  | 3401 | Startup feedwater pump
860 | Co-generator Block | Balance of Plant | Feedwater System |  | 3401 | Startup feedwater pump
861 | CoG GT units | Balance of Plant | Feedwater System |  | 3401 | Startup feedwater pump
862 | CoG steam units | Balance of Plant | Feedwater System |  | 3401 | Startup feedwater pump
100 | Fossil-Steam | Balance of Plant | Feedwater System |  | 3402 | Startup feedwater pump drives - all types
200 | Nuclear | Balance of Plant | Feedwater System |  | 3402 | Startup feedwater pump drives - all types
650 | Fluidized Bed | Balance of Plant | Feedwater System |  | 3402 | Startup feedwater pump drives - all types
800 | Miscellaneous | Balance of Plant | Feedwater System |  | 3402 | Startup feedwater pump drives - all types
810 | Multi-boiler/Multi-turbine | Balance of Plant | Feedwater System |  | 3402 | Startup feedwater pump drives - all types
850 | Combined Cycle Block | Balance of Plant | Feedwater System |  | 3402 | Startup feedwater pump drives - all types
851 | CC GT units | Balance of Plant | Feedwater System |  | 3402 | Startup feedwater pump drives - all types
852 | CC steam units | Balance of Plant | Feedwater System |  | 3402 | Startup feedwater pump drives - all types
860 | Co-generator Block | Balance of Plant | Feedwater System |  | 3402 | Startup feedwater pump drives - all types
861 | CoG GT units | Balance of Plant | Feedwater System |  | 3402 | Startup feedwater pump drives - all types
862 | CoG steam units | Balance of Plant | Feedwater System |  | 3402 | Startup feedwater pump drives - all types
100 | Fossil-Steam | Balance of Plant | Feedwater System |  | 3407 | Feedwater pump suction screens
200 | Nuclear | Balance of Plant | Feedwater System |  | 3407 | Feedwater pump suction screens
650 | Fluidized Bed | Balance of Plant | Feedwater System |  | 3407 | Feedwater pump suction screens
800 | Miscellaneous | Balance of Plant | Feedwater System |  | 3407 | Feedwater pump suction screens
810 | Multi-boiler/Multi-turbine | Balance of Plant | Feedwater System |  | 3407 | Feedwater pump suction screens
850 | Combined Cycle Block | Balance of Plant | Feedwater System |  | 3407 | Feedwater pump suction screens
851 | CC GT units | Balance of Plant | Feedwater System |  | 3407 | Feedwater pump suction screens
852 | CC steam units | Balance of Plant | Feedwater System |  | 3407 | Feedwater pump suction screens
860 | Co-generator Block | Balance of Plant | Feedwater System |  | 3407 | Feedwater pump suction screens
861 | CoG GT units | Balance of Plant | Feedwater System |  | 3407 | Feedwater pump suction screens
862 | CoG steam units | Balance of Plant | Feedwater System |  | 3407 | Feedwater pump suction screens
100 | Fossil-Steam | Balance of Plant | Feedwater System |  | 3408 | Feedwater pump drive - local controls
200 | Nuclear | Balance of Plant | Feedwater System |  | 3408 | Feedwater pump drive - local controls
650 | Fluidized Bed | Balance of Plant | Feedwater System |  | 3408 | Feedwater pump drive - local controls
800 | Miscellaneous | Balance of Plant | Feedwater System |  | 3408 | Feedwater pump drive - local controls
810 | Multi-boiler/Multi-turbine | Balance of Plant | Feedwater System |  | 3408 | Feedwater pump drive - local controls
850 | Combined Cycle Block | Balance of Plant | Feedwater System |  | 3408 | Feedwater pump drive - local controls
851 | CC GT units | Balance of Plant | Feedwater System |  | 3408 | Feedwater pump drive - local controls
852 | CC steam units | Balance of Plant | Feedwater System |  | 3408 | Feedwater pump drive - local controls
860 | Co-generator Block | Balance of Plant | Feedwater System |  | 3408 | Feedwater pump drive - local controls
861 | CoG GT units | Balance of Plant | Feedwater System |  | 3408 | Feedwater pump drive - local controls
862 | CoG steam units | Balance of Plant | Feedwater System |  | 3408 | Feedwater pump drive - local controls
100 | Fossil-Steam | Balance of Plant | Feedwater System |  | 3409 | Feedwater pump drive motor - variable speed
200 | Nuclear | Balance of Plant | Feedwater System |  | 3409 | Feedwater pump drive motor - variable speed
650 | Fluidized Bed | Balance of Plant | Feedwater System |  | 3409 | Feedwater pump drive motor - variable speed
800 | Miscellaneous | Balance of Plant | Feedwater System |  | 3409 | Feedwater pump drive motor - variable speed
810 | Multi-boiler/Multi-turbine | Balance of Plant | Feedwater System |  | 3409 | Feedwater pump drive motor - variable speed
850 | Combined Cycle Block | Balance of Plant | Feedwater System |  | 3409 | Feedwater pump drive motor - variable speed
851 | CC GT units | Balance of Plant | Feedwater System |  | 3409 | Feedwater pump drive motor - variable speed
852 | CC steam units | Balance of Plant | Feedwater System |  | 3409 | Feedwater pump drive motor - variable speed
860 | Co-generator Block | Balance of Plant | Feedwater System |  | 3409 | Feedwater pump drive motor - variable speed
861 | CoG GT units | Balance of Plant | Feedwater System |  | 3409 | Feedwater pump drive motor - variable speed
862 | CoG steam units | Balance of Plant | Feedwater System |  | 3409 | Feedwater pump drive motor - variable speed
100 | Fossil-Steam | Balance of Plant | Feedwater System |  | 3410 | Feedwater pump
200 | Nuclear | Balance of Plant | Feedwater System |  | 3410 | Feedwater pump
650 | Fluidized Bed | Balance of Plant | Feedwater System |  | 3410 | Feedwater pump
800 | Miscellaneous | Balance of Plant | Feedwater System |  | 3410 | Feedwater pump
810 | Multi-boiler/Multi-turbine | Balance of Plant | Feedwater System |  | 3410 | Feedwater pump
850 | Combined Cycle Block | Balance of Plant | Feedwater System |  | 3410 | Feedwater pump
851 | CC GT units | Balance of Plant | Feedwater System |  | 3410 | Feedwater pump
852 | CC steam units | Balance of Plant | Feedwater System |  | 3410 | Feedwater pump
860 | Co-generator Block | Balance of Plant | Feedwater System |  | 3410 | Feedwater pump
861 | CoG GT units | Balance of Plant | Feedwater System |  | 3410 | Feedwater pump
862 | CoG steam units | Balance of Plant | Feedwater System |  | 3410 | Feedwater pump
100 | Fossil-Steam | Balance of Plant | Feedwater System |  | 3411 | Feedwater pump drive - motor
200 | Nuclear | Balance of Plant | Feedwater System |  | 3411 | Feedwater pump drive - motor
650 | Fluidized Bed | Balance of Plant | Feedwater System |  | 3411 | Feedwater pump drive - motor
800 | Miscellaneous | Balance of Plant | Feedwater System |  | 3411 | Feedwater pump drive - motor
810 | Multi-boiler/Multi-turbine | Balance of Plant | Feedwater System |  | 3411 | Feedwater pump drive - motor
850 | Combined Cycle Block | Balance of Plant | Feedwater System |  | 3411 | Feedwater pump drive - motor
851 | CC GT units | Balance of Plant | Feedwater System |  | 3411 | Feedwater pump drive - motor
852 | CC steam units | Balance of Plant | Feedwater System |  | 3411 | Feedwater pump drive - motor
860 | Co-generator Block | Balance of Plant | Feedwater System |  | 3411 | Feedwater pump drive - motor
861 | CoG GT units | Balance of Plant | Feedwater System |  | 3411 | Feedwater pump drive - motor
862 | CoG steam units | Balance of Plant | Feedwater System |  | 3411 | Feedwater pump drive - motor
100 | Fossil-Steam | Balance of Plant | Feedwater System |  | 3412 | Feedwater pump drive - steam turbine
200 | Nuclear | Balance of Plant | Feedwater System |  | 3412 | Feedwater pump drive - steam turbine
650 | Fluidized Bed | Balance of Plant | Feedwater System |  | 3412 | Feedwater pump drive - steam turbine
800 | Miscellaneous | Balance of Plant | Feedwater System |  | 3412 | Feedwater pump drive - steam turbine
810 | Multi-boiler/Multi-turbine | Balance of Plant | Feedwater System |  | 3412 | Feedwater pump drive - steam turbine
850 | Combined Cycle Block | Balance of Plant | Feedwater System |  | 3412 | Feedwater pump drive - steam turbine
851 | CC GT units | Balance of Plant | Feedwater System |  | 3412 | Feedwater pump drive - steam turbine
852 | CC steam units | Balance of Plant | Feedwater System |  | 3412 | Feedwater pump drive - steam turbine
860 | Co-generator Block | Balance of Plant | Feedwater System |  | 3412 | Feedwater pump drive - steam turbine
861 | CoG GT units | Balance of Plant | Feedwater System |  | 3412 | Feedwater pump drive - steam turbine
862 | CoG steam units | Balance of Plant | Feedwater System |  | 3412 | Feedwater pump drive - steam turbine
100 | Fossil-Steam | Balance of Plant | Feedwater System |  | 3413 | Feedwater pump coupling and drive shaft
200 | Nuclear | Balance of Plant | Feedwater System |  | 3413 | Feedwater pump coupling and drive shaft
650 | Fluidized Bed | Balance of Plant | Feedwater System |  | 3413 | Feedwater pump coupling and drive shaft
800 | Miscellaneous | Balance of Plant | Feedwater System |  | 3413 | Feedwater pump coupling and drive shaft
810 | Multi-boiler/Multi-turbine | Balance of Plant | Feedwater System |  | 3413 | Feedwater pump coupling and drive shaft
850 | Combined Cycle Block | Balance of Plant | Feedwater System |  | 3413 | Feedwater pump coupling and drive shaft
851 | CC GT units | Balance of Plant | Feedwater System |  | 3413 | Feedwater pump coupling and drive shaft
852 | CC steam units | Balance of Plant | Feedwater System |  | 3413 | Feedwater pump coupling and drive shaft
860 | Co-generator Block | Balance of Plant | Feedwater System |  | 3413 | Feedwater pump coupling and drive shaft
861 | CoG GT units | Balance of Plant | Feedwater System |  | 3413 | Feedwater pump coupling and drive shaft
862 | CoG steam units | Balance of Plant | Feedwater System |  | 3413 | Feedwater pump coupling and drive shaft
100 | Fossil-Steam | Balance of Plant | Feedwater System |  | 3414 | Feedwater pump local controls
200 | Nuclear | Balance of Plant | Feedwater System |  | 3414 | Feedwater pump local controls
650 | Fluidized Bed | Balance of Plant | Feedwater System |  | 3414 | Feedwater pump local controls
800 | Miscellaneous | Balance of Plant | Feedwater System |  | 3414 | Feedwater pump local controls
810 | Multi-boiler/Multi-turbine | Balance of Plant | Feedwater System |  | 3414 | Feedwater pump local controls
850 | Combined Cycle Block | Balance of Plant | Feedwater System |  | 3414 | Feedwater pump local controls
851 | CC GT units | Balance of Plant | Feedwater System |  | 3414 | Feedwater pump local controls
852 | CC steam units | Balance of Plant | Feedwater System |  | 3414 | Feedwater pump local controls
860 | Co-generator Block | Balance of Plant | Feedwater System |  | 3414 | Feedwater pump local controls
861 | CoG GT units | Balance of Plant | Feedwater System |  | 3414 | Feedwater pump local controls
862 | CoG steam units | Balance of Plant | Feedwater System |  | 3414 | Feedwater pump local controls
100 | Fossil-Steam | Balance of Plant | Feedwater System |  | 3415 | Feedwater pump/drive lube oil system
200 | Nuclear | Balance of Plant | Feedwater System |  | 3415 | Feedwater pump/drive lube oil system
650 | Fluidized Bed | Balance of Plant | Feedwater System |  | 3415 | Feedwater pump/drive lube oil system
800 | Miscellaneous | Balance of Plant | Feedwater System |  | 3415 | Feedwater pump/drive lube oil system
810 | Multi-boiler/Multi-turbine | Balance of Plant | Feedwater System |  | 3415 | Feedwater pump/drive lube oil system
850 | Combined Cycle Block | Balance of Plant | Feedwater System |  | 3415 | Feedwater pump/drive lube oil system
851 | CC GT units | Balance of Plant | Feedwater System |  | 3415 | Feedwater pump/drive lube oil system
852 | CC steam units | Balance of Plant | Feedwater System |  | 3415 | Feedwater pump/drive lube oil system
860 | Co-generator Block | Balance of Plant | Feedwater System |  | 3415 | Feedwater pump/drive lube oil system
861 | CoG GT units | Balance of Plant | Feedwater System |  | 3415 | Feedwater pump/drive lube oil system
862 | CoG steam units | Balance of Plant | Feedwater System |  | 3415 | Feedwater pump/drive lube oil system
100 | Fossil-Steam | Balance of Plant | Feedwater System |  | 3416 | Other feedwater pump problems
200 | Nuclear | Balance of Plant | Feedwater System |  | 3416 | Other feedwater pump problems
650 | Fluidized Bed | Balance of Plant | Feedwater System |  | 3416 | Other feedwater pump problems
800 | Miscellaneous | Balance of Plant | Feedwater System |  | 3416 | Other feedwater pump problems
810 | Multi-boiler/Multi-turbine | Balance of Plant | Feedwater System |  | 3416 | Other feedwater pump problems
850 | Combined Cycle Block | Balance of Plant | Feedwater System |  | 3416 | Other feedwater pump problems
851 | CC GT units | Balance of Plant | Feedwater System |  | 3416 | Other feedwater pump problems
852 | CC steam units | Balance of Plant | Feedwater System |  | 3416 | Other feedwater pump problems
860 | Co-generator Block | Balance of Plant | Feedwater System |  | 3416 | Other feedwater pump problems
861 | CoG GT units | Balance of Plant | Feedwater System |  | 3416 | Other feedwater pump problems
862 | CoG steam units | Balance of Plant | Feedwater System |  | 3416 | Other feedwater pump problems
100 | Fossil-Steam | Balance of Plant | Feedwater System |  | 3417 | Feedwater pump drive - main shaft
200 | Nuclear | Balance of Plant | Feedwater System |  | 3417 | Feedwater pump drive - main shaft
650 | Fluidized Bed | Balance of Plant | Feedwater System |  | 3417 | Feedwater pump drive - main shaft
800 | Miscellaneous | Balance of Plant | Feedwater System |  | 3417 | Feedwater pump drive - main shaft
810 | Multi-boiler/Multi-turbine | Balance of Plant | Feedwater System |  | 3417 | Feedwater pump drive - main shaft
850 | Combined Cycle Block | Balance of Plant | Feedwater System |  | 3417 | Feedwater pump drive - main shaft
851 | CC GT units | Balance of Plant | Feedwater System |  | 3417 | Feedwater pump drive - main shaft
852 | CC steam units | Balance of Plant | Feedwater System |  | 3417 | Feedwater pump drive - main shaft
860 | Co-generator Block | Balance of Plant | Feedwater System |  | 3417 | Feedwater pump drive - main shaft
861 | CoG GT units | Balance of Plant | Feedwater System |  | 3417 | Feedwater pump drive - main shaft
862 | CoG steam units | Balance of Plant | Feedwater System |  | 3417 | Feedwater pump drive - main shaft
100 | Fossil-Steam | Balance of Plant | Feedwater System |  | 3418 | Feedwater pump drive - other
200 | Nuclear | Balance of Plant | Feedwater System |  | 3418 | Feedwater pump drive - other
650 | Fluidized Bed | Balance of Plant | Feedwater System |  | 3418 | Feedwater pump drive - other
800 | Miscellaneous | Balance of Plant | Feedwater System |  | 3418 | Feedwater pump drive - other
810 | Multi-boiler/Multi-turbine | Balance of Plant | Feedwater System |  | 3418 | Feedwater pump drive - other
850 | Combined Cycle Block | Balance of Plant | Feedwater System |  | 3418 | Feedwater pump drive - other
851 | CC GT units | Balance of Plant | Feedwater System |  | 3418 | Feedwater pump drive - other
852 | CC steam units | Balance of Plant | Feedwater System |  | 3418 | Feedwater pump drive - other
860 | Co-generator Block | Balance of Plant | Feedwater System |  | 3418 | Feedwater pump drive - other
861 | CoG GT units | Balance of Plant | Feedwater System |  | 3418 | Feedwater pump drive - other
862 | CoG steam units | Balance of Plant | Feedwater System |  | 3418 | Feedwater pump drive - other
100 | Fossil-Steam | Balance of Plant | Feedwater System |  | 3419 | Feedwater pump drive - gear
200 | Nuclear | Balance of Plant | Feedwater System |  | 3419 | Feedwater pump drive - gear
650 | Fluidized Bed | Balance of Plant | Feedwater System |  | 3419 | Feedwater pump drive - gear
800 | Miscellaneous | Balance of Plant | Feedwater System |  | 3419 | Feedwater pump drive - gear
810 | Multi-boiler/Multi-turbine | Balance of Plant | Feedwater System |  | 3419 | Feedwater pump drive - gear
850 | Combined Cycle Block | Balance of Plant | Feedwater System |  | 3419 | Feedwater pump drive - gear
851 | CC GT units | Balance of Plant | Feedwater System |  | 3419 | Feedwater pump drive - gear
852 | CC steam units | Balance of Plant | Feedwater System |  | 3419 | Feedwater pump drive - gear
860 | Co-generator Block | Balance of Plant | Feedwater System |  | 3419 | Feedwater pump drive - gear
861 | CoG GT units | Balance of Plant | Feedwater System |  | 3419 | Feedwater pump drive - gear
862 | CoG steam units | Balance of Plant | Feedwater System |  | 3419 | Feedwater pump drive - gear
100 | Fossil-Steam | Balance of Plant | Feedwater System |  | 3420 | Feedwater piping and supports
200 | Nuclear | Balance of Plant | Feedwater System |  | 3420 | Feedwater piping and supports
650 | Fluidized Bed | Balance of Plant | Feedwater System |  | 3420 | Feedwater piping and supports
800 | Miscellaneous | Balance of Plant | Feedwater System |  | 3420 | Feedwater piping and supports
810 | Multi-boiler/Multi-turbine | Balance of Plant | Feedwater System |  | 3420 | Feedwater piping and supports
850 | Combined Cycle Block | Balance of Plant | Feedwater System |  | 3420 | Feedwater piping and supports
851 | CC GT units | Balance of Plant | Feedwater System |  | 3420 | Feedwater piping and supports
852 | CC steam units | Balance of Plant | Feedwater System |  | 3420 | Feedwater piping and supports
860 | Co-generator Block | Balance of Plant | Feedwater System |  | 3420 | Feedwater piping and supports
861 | CoG GT units | Balance of Plant | Feedwater System |  | 3420 | Feedwater piping and supports
862 | CoG steam units | Balance of Plant | Feedwater System |  | 3420 | Feedwater piping and supports
100 | Fossil-Steam | Balance of Plant | Feedwater System |  | 3430 | Feedwater regulating (boiler level control) valve
200 | Nuclear | Balance of Plant | Feedwater System |  | 3430 | Feedwater regulating (boiler level control) valve
650 | Fluidized Bed | Balance of Plant | Feedwater System |  | 3430 | Feedwater regulating (boiler level control) valve
800 | Miscellaneous | Balance of Plant | Feedwater System |  | 3430 | Feedwater regulating (boiler level control) valve
810 | Multi-boiler/Multi-turbine | Balance of Plant | Feedwater System |  | 3430 | Feedwater regulating (boiler level control) valve
850 | Combined Cycle Block | Balance of Plant | Feedwater System |  | 3430 | Feedwater regulating (boiler level control) valve
851 | CC GT units | Balance of Plant | Feedwater System |  | 3430 | Feedwater regulating (boiler level control) valve
852 | CC steam units | Balance of Plant | Feedwater System |  | 3430 | Feedwater regulating (boiler level control) valve
860 | Co-generator Block | Balance of Plant | Feedwater System |  | 3430 | Feedwater regulating (boiler level control) valve
861 | CoG GT units | Balance of Plant | Feedwater System |  | 3430 | Feedwater regulating (boiler level control) valve
862 | CoG steam units | Balance of Plant | Feedwater System |  | 3430 | Feedwater regulating (boiler level control) valve
100 | Fossil-Steam | Balance of Plant | Feedwater System |  | 3431 | Other feedwater valves
200 | Nuclear | Balance of Plant | Feedwater System |  | 3431 | Other feedwater valves
650 | Fluidized Bed | Balance of Plant | Feedwater System |  | 3431 | Other feedwater valves
800 | Miscellaneous | Balance of Plant | Feedwater System |  | 3431 | Other feedwater valves
810 | Multi-boiler/Multi-turbine | Balance of Plant | Feedwater System |  | 3431 | Other feedwater valves
850 | Combined Cycle Block | Balance of Plant | Feedwater System |  | 3431 | Other feedwater valves
851 | CC GT units | Balance of Plant | Feedwater System |  | 3431 | Other feedwater valves
852 | CC steam units | Balance of Plant | Feedwater System |  | 3431 | Other feedwater valves
860 | Co-generator Block | Balance of Plant | Feedwater System |  | 3431 | Other feedwater valves
861 | CoG GT units | Balance of Plant | Feedwater System |  | 3431 | Other feedwater valves
862 | CoG steam units | Balance of Plant | Feedwater System |  | 3431 | Other feedwater valves
100 | Fossil-Steam | Balance of Plant | Feedwater System |  | 3439 | HP heater head leaks
200 | Nuclear | Balance of Plant | Feedwater System |  | 3439 | HP heater head leaks
650 | Fluidized Bed | Balance of Plant | Feedwater System |  | 3439 | HP heater head leaks
800 | Miscellaneous | Balance of Plant | Feedwater System |  | 3439 | HP heater head leaks
810 | Multi-boiler/Multi-turbine | Balance of Plant | Feedwater System |  | 3439 | HP heater head leaks
850 | Combined Cycle Block | Balance of Plant | Feedwater System |  | 3439 | HP heater head leaks
851 | CC GT units | Balance of Plant | Feedwater System |  | 3439 | HP heater head leaks
852 | CC steam units | Balance of Plant | Feedwater System |  | 3439 | HP heater head leaks
860 | Co-generator Block | Balance of Plant | Feedwater System |  | 3439 | HP heater head leaks
861 | CoG GT units | Balance of Plant | Feedwater System |  | 3439 | HP heater head leaks
862 | CoG steam units | Balance of Plant | Feedwater System |  | 3439 | HP heater head leaks
100 | Fossil-Steam | Balance of Plant | Feedwater System |  | 3440 | High pressure heater tube leaks
200 | Nuclear | Balance of Plant | Feedwater System |  | 3440 | High pressure heater tube leaks
650 | Fluidized Bed | Balance of Plant | Feedwater System |  | 3440 | High pressure heater tube leaks
800 | Miscellaneous | Balance of Plant | Feedwater System |  | 3440 | High pressure heater tube leaks
810 | Multi-boiler/Multi-turbine | Balance of Plant | Feedwater System |  | 3440 | High pressure heater tube leaks
850 | Combined Cycle Block | Balance of Plant | Feedwater System |  | 3440 | High pressure heater tube leaks
851 | CC GT units | Balance of Plant | Feedwater System |  | 3440 | High pressure heater tube leaks
852 | CC steam units | Balance of Plant | Feedwater System |  | 3440 | High pressure heater tube leaks
860 | Co-generator Block | Balance of Plant | Feedwater System |  | 3440 | High pressure heater tube leaks
861 | CoG GT units | Balance of Plant | Feedwater System |  | 3440 | High pressure heater tube leaks
862 | CoG steam units | Balance of Plant | Feedwater System |  | 3440 | High pressure heater tube leaks
100 | Fossil-Steam | Balance of Plant | Feedwater System |  | 3441 | Other high pressure heater problems (see condensate system for LP and IP heater codes)
200 | Nuclear | Balance of Plant | Feedwater System |  | 3441 | Other high pressure heater problems (see condensate system for LP and IP heater codes)
650 | Fluidized Bed | Balance of Plant | Feedwater System |  | 3441 | Other high pressure heater problems (see condensate system for LP and IP heater codes)
800 | Miscellaneous | Balance of Plant | Feedwater System |  | 3441 | Other high pressure heater problems (see condensate system for LP and IP heater codes)
810 | Multi-boiler/Multi-turbine | Balance of Plant | Feedwater System |  | 3441 | Other high pressure heater problems (see condensate system for LP and IP heater codes)
850 | Combined Cycle Block | Balance of Plant | Feedwater System |  | 3441 | Other high pressure heater problems (see condensate system for LP and IP heater codes)
851 | CC GT units | Balance of Plant | Feedwater System |  | 3441 | Other high pressure heater problems (see condensate system for LP and IP heater codes)
852 | CC steam units | Balance of Plant | Feedwater System |  | 3441 | Other high pressure heater problems (see condensate system for LP and IP heater codes)
860 | Co-generator Block | Balance of Plant | Feedwater System |  | 3441 | Other high pressure heater problems (see condensate system for LP and IP heater codes)
861 | CoG GT units | Balance of Plant | Feedwater System |  | 3441 | Other high pressure heater problems (see condensate system for LP and IP heater codes)
862 | CoG steam units | Balance of Plant | Feedwater System |  | 3441 | Other high pressure heater problems (see condensate system for LP and IP heater codes)
100 | Fossil-Steam | Balance of Plant | Feedwater System |  | 3451 | Feedwater booster pump suction screens
200 | Nuclear | Balance of Plant | Feedwater System |  | 3451 | Feedwater booster pump suction screens
650 | Fluidized Bed | Balance of Plant | Feedwater System |  | 3451 | Feedwater booster pump suction screens
800 | Miscellaneous | Balance of Plant | Feedwater System |  | 3451 | Feedwater booster pump suction screens
810 | Multi-boiler/Multi-turbine | Balance of Plant | Feedwater System |  | 3451 | Feedwater booster pump suction screens
850 | Combined Cycle Block | Balance of Plant | Feedwater System |  | 3451 | Feedwater booster pump suction screens
851 | CC GT units | Balance of Plant | Feedwater System |  | 3451 | Feedwater booster pump suction screens
852 | CC steam units | Balance of Plant | Feedwater System |  | 3451 | Feedwater booster pump suction screens
860 | Co-generator Block | Balance of Plant | Feedwater System |  | 3451 | Feedwater booster pump suction screens
861 | CoG GT units | Balance of Plant | Feedwater System |  | 3451 | Feedwater booster pump suction screens
862 | CoG steam units | Balance of Plant | Feedwater System |  | 3451 | Feedwater booster pump suction screens
100 | Fossil-Steam | Balance of Plant | Feedwater System |  | 3452 | Feedwater booster pump drive - local controls
200 | Nuclear | Balance of Plant | Feedwater System |  | 3452 | Feedwater booster pump drive - local controls
650 | Fluidized Bed | Balance of Plant | Feedwater System |  | 3452 | Feedwater booster pump drive - local controls
800 | Miscellaneous | Balance of Plant | Feedwater System |  | 3452 | Feedwater booster pump drive - local controls
810 | Multi-boiler/Multi-turbine | Balance of Plant | Feedwater System |  | 3452 | Feedwater booster pump drive - local controls
850 | Combined Cycle Block | Balance of Plant | Feedwater System |  | 3452 | Feedwater booster pump drive - local controls
851 | CC GT units | Balance of Plant | Feedwater System |  | 3452 | Feedwater booster pump drive - local controls
852 | CC steam units | Balance of Plant | Feedwater System |  | 3452 | Feedwater booster pump drive - local controls
860 | Co-generator Block | Balance of Plant | Feedwater System |  | 3452 | Feedwater booster pump drive - local controls
861 | CoG GT units | Balance of Plant | Feedwater System |  | 3452 | Feedwater booster pump drive - local controls
862 | CoG steam units | Balance of Plant | Feedwater System |  | 3452 | Feedwater booster pump drive - local controls
100 | Fossil-Steam | Balance of Plant | Feedwater System |  | 3453 | Feedwater booster pump drive motor - variable speed
200 | Nuclear | Balance of Plant | Feedwater System |  | 3453 | Feedwater booster pump drive motor - variable speed
650 | Fluidized Bed | Balance of Plant | Feedwater System |  | 3453 | Feedwater booster pump drive motor - variable speed
800 | Miscellaneous | Balance of Plant | Feedwater System |  | 3453 | Feedwater booster pump drive motor - variable speed
810 | Multi-boiler/Multi-turbine | Balance of Plant | Feedwater System |  | 3453 | Feedwater booster pump drive motor - variable speed
850 | Combined Cycle Block | Balance of Plant | Feedwater System |  | 3453 | Feedwater booster pump drive motor - variable speed
851 | CC GT units | Balance of Plant | Feedwater System |  | 3453 | Feedwater booster pump drive motor - variable speed
852 | CC steam units | Balance of Plant | Feedwater System |  | 3453 | Feedwater booster pump drive motor - variable speed
860 | Co-generator Block | Balance of Plant | Feedwater System |  | 3453 | Feedwater booster pump drive motor - variable speed
861 | CoG GT units | Balance of Plant | Feedwater System |  | 3453 | Feedwater booster pump drive motor - variable speed
862 | CoG steam units | Balance of Plant | Feedwater System |  | 3453 | Feedwater booster pump drive motor - variable speed
100 | Fossil-Steam | Balance of Plant | Feedwater System |  | 3454 | Feedwater booster pump
200 | Nuclear | Balance of Plant | Feedwater System |  | 3454 | Feedwater booster pump
650 | Fluidized Bed | Balance of Plant | Feedwater System |  | 3454 | Feedwater booster pump
800 | Miscellaneous | Balance of Plant | Feedwater System |  | 3454 | Feedwater booster pump
810 | Multi-boiler/Multi-turbine | Balance of Plant | Feedwater System |  | 3454 | Feedwater booster pump
850 | Combined Cycle Block | Balance of Plant | Feedwater System |  | 3454 | Feedwater booster pump
851 | CC GT units | Balance of Plant | Feedwater System |  | 3454 | Feedwater booster pump
852 | CC steam units | Balance of Plant | Feedwater System |  | 3454 | Feedwater booster pump
860 | Co-generator Block | Balance of Plant | Feedwater System |  | 3454 | Feedwater booster pump
861 | CoG GT units | Balance of Plant | Feedwater System |  | 3454 | Feedwater booster pump
862 | CoG steam units | Balance of Plant | Feedwater System |  | 3454 | Feedwater booster pump
100 | Fossil-Steam | Balance of Plant | Feedwater System |  | 3455 | Feedwater booster pump drive - motor
200 | Nuclear | Balance of Plant | Feedwater System |  | 3455 | Feedwater booster pump drive - motor
650 | Fluidized Bed | Balance of Plant | Feedwater System |  | 3455 | Feedwater booster pump drive - motor
800 | Miscellaneous | Balance of Plant | Feedwater System |  | 3455 | Feedwater booster pump drive - motor
810 | Multi-boiler/Multi-turbine | Balance of Plant | Feedwater System |  | 3455 | Feedwater booster pump drive - motor
850 | Combined Cycle Block | Balance of Plant | Feedwater System |  | 3455 | Feedwater booster pump drive - motor
851 | CC GT units | Balance of Plant | Feedwater System |  | 3455 | Feedwater booster pump drive - motor
852 | CC steam units | Balance of Plant | Feedwater System |  | 3455 | Feedwater booster pump drive - motor
860 | Co-generator Block | Balance of Plant | Feedwater System |  | 3455 | Feedwater booster pump drive - motor
861 | CoG GT units | Balance of Plant | Feedwater System |  | 3455 | Feedwater booster pump drive - motor
862 | CoG steam units | Balance of Plant | Feedwater System |  | 3455 | Feedwater booster pump drive - motor
100 | Fossil-Steam | Balance of Plant | Feedwater System |  | 3456 | Feedwater booster pump drive - steam turbine
200 | Nuclear | Balance of Plant | Feedwater System |  | 3456 | Feedwater booster pump drive - steam turbine
650 | Fluidized Bed | Balance of Plant | Feedwater System |  | 3456 | Feedwater booster pump drive - steam turbine
800 | Miscellaneous | Balance of Plant | Feedwater System |  | 3456 | Feedwater booster pump drive - steam turbine
810 | Multi-boiler/Multi-turbine | Balance of Plant | Feedwater System |  | 3456 | Feedwater booster pump drive - steam turbine
850 | Combined Cycle Block | Balance of Plant | Feedwater System |  | 3456 | Feedwater booster pump drive - steam turbine
851 | CC GT units | Balance of Plant | Feedwater System |  | 3456 | Feedwater booster pump drive - steam turbine
852 | CC steam units | Balance of Plant | Feedwater System |  | 3456 | Feedwater booster pump drive - steam turbine
860 | Co-generator Block | Balance of Plant | Feedwater System |  | 3456 | Feedwater booster pump drive - steam turbine
861 | CoG GT units | Balance of Plant | Feedwater System |  | 3456 | Feedwater booster pump drive - steam turbine
862 | CoG steam units | Balance of Plant | Feedwater System |  | 3456 | Feedwater booster pump drive - steam turbine
100 | Fossil-Steam | Balance of Plant | Feedwater System |  | 3457 | Feedwater booster pump coupling and drive shaft
200 | Nuclear | Balance of Plant | Feedwater System |  | 3457 | Feedwater booster pump coupling and drive shaft
650 | Fluidized Bed | Balance of Plant | Feedwater System |  | 3457 | Feedwater booster pump coupling and drive shaft
800 | Miscellaneous | Balance of Plant | Feedwater System |  | 3457 | Feedwater booster pump coupling and drive shaft
810 | Multi-boiler/Multi-turbine | Balance of Plant | Feedwater System |  | 3457 | Feedwater booster pump coupling and drive shaft
850 | Combined Cycle Block | Balance of Plant | Feedwater System |  | 3457 | Feedwater booster pump coupling and drive shaft
851 | CC GT units | Balance of Plant | Feedwater System |  | 3457 | Feedwater booster pump coupling and drive shaft
852 | CC steam units | Balance of Plant | Feedwater System |  | 3457 | Feedwater booster pump coupling and drive shaft
860 | Co-generator Block | Balance of Plant | Feedwater System |  | 3457 | Feedwater booster pump coupling and drive shaft
861 | CoG GT units | Balance of Plant | Feedwater System |  | 3457 | Feedwater booster pump coupling and drive shaft
862 | CoG steam units | Balance of Plant | Feedwater System |  | 3457 | Feedwater booster pump coupling and drive shaft
100 | Fossil-Steam | Balance of Plant | Feedwater System |  | 3458 | Feedwater booster pump local controls
200 | Nuclear | Balance of Plant | Feedwater System |  | 3458 | Feedwater booster pump local controls
650 | Fluidized Bed | Balance of Plant | Feedwater System |  | 3458 | Feedwater booster pump local controls
800 | Miscellaneous | Balance of Plant | Feedwater System |  | 3458 | Feedwater booster pump local controls
810 | Multi-boiler/Multi-turbine | Balance of Plant | Feedwater System |  | 3458 | Feedwater booster pump local controls
850 | Combined Cycle Block | Balance of Plant | Feedwater System |  | 3458 | Feedwater booster pump local controls
851 | CC GT units | Balance of Plant | Feedwater System |  | 3458 | Feedwater booster pump local controls
852 | CC steam units | Balance of Plant | Feedwater System |  | 3458 | Feedwater booster pump local controls
860 | Co-generator Block | Balance of Plant | Feedwater System |  | 3458 | Feedwater booster pump local controls
861 | CoG GT units | Balance of Plant | Feedwater System |  | 3458 | Feedwater booster pump local controls
862 | CoG steam units | Balance of Plant | Feedwater System |  | 3458 | Feedwater booster pump local controls
100 | Fossil-Steam | Balance of Plant | Feedwater System |  | 3459 | Feedwater booster pump/drive lube oil system
200 | Nuclear | Balance of Plant | Feedwater System |  | 3459 | Feedwater booster pump/drive lube oil system
650 | Fluidized Bed | Balance of Plant | Feedwater System |  | 3459 | Feedwater booster pump/drive lube oil system
800 | Miscellaneous | Balance of Plant | Feedwater System |  | 3459 | Feedwater booster pump/drive lube oil system
810 | Multi-boiler/Multi-turbine | Balance of Plant | Feedwater System |  | 3459 | Feedwater booster pump/drive lube oil system
850 | Combined Cycle Block | Balance of Plant | Feedwater System |  | 3459 | Feedwater booster pump/drive lube oil system
851 | CC GT units | Balance of Plant | Feedwater System |  | 3459 | Feedwater booster pump/drive lube oil system
852 | CC steam units | Balance of Plant | Feedwater System |  | 3459 | Feedwater booster pump/drive lube oil system
860 | Co-generator Block | Balance of Plant | Feedwater System |  | 3459 | Feedwater booster pump/drive lube oil system
861 | CoG GT units | Balance of Plant | Feedwater System |  | 3459 | Feedwater booster pump/drive lube oil system
862 | CoG steam units | Balance of Plant | Feedwater System |  | 3459 | Feedwater booster pump/drive lube oil system
100 | Fossil-Steam | Balance of Plant | Feedwater System |  | 3460 | Other feedwater booster pump problems
200 | Nuclear | Balance of Plant | Feedwater System |  | 3460 | Other feedwater booster pump problems
650 | Fluidized Bed | Balance of Plant | Feedwater System |  | 3460 | Other feedwater booster pump problems
800 | Miscellaneous | Balance of Plant | Feedwater System |  | 3460 | Other feedwater booster pump problems
810 | Multi-boiler/Multi-turbine | Balance of Plant | Feedwater System |  | 3460 | Other feedwater booster pump problems
850 | Combined Cycle Block | Balance of Plant | Feedwater System |  | 3460 | Other feedwater booster pump problems
851 | CC GT units | Balance of Plant | Feedwater System |  | 3460 | Other feedwater booster pump problems
852 | CC steam units | Balance of Plant | Feedwater System |  | 3460 | Other feedwater booster pump problems
860 | Co-generator Block | Balance of Plant | Feedwater System |  | 3460 | Other feedwater booster pump problems
861 | CoG GT units | Balance of Plant | Feedwater System |  | 3460 | Other feedwater booster pump problems
862 | CoG steam units | Balance of Plant | Feedwater System |  | 3460 | Other feedwater booster pump problems
100 | Fossil-Steam | Balance of Plant | Feedwater System |  | 3461 | Feedwater booster pump drive - main shaft
200 | Nuclear | Balance of Plant | Feedwater System |  | 3461 | Feedwater booster pump drive - main shaft
650 | Fluidized Bed | Balance of Plant | Feedwater System |  | 3461 | Feedwater booster pump drive - main shaft
800 | Miscellaneous | Balance of Plant | Feedwater System |  | 3461 | Feedwater booster pump drive - main shaft
810 | Multi-boiler/Multi-turbine | Balance of Plant | Feedwater System |  | 3461 | Feedwater booster pump drive - main shaft
850 | Combined Cycle Block | Balance of Plant | Feedwater System |  | 3461 | Feedwater booster pump drive - main shaft
851 | CC GT units | Balance of Plant | Feedwater System |  | 3461 | Feedwater booster pump drive - main shaft
852 | CC steam units | Balance of Plant | Feedwater System |  | 3461 | Feedwater booster pump drive - main shaft
860 | Co-generator Block | Balance of Plant | Feedwater System |  | 3461 | Feedwater booster pump drive - main shaft
861 | CoG GT units | Balance of Plant | Feedwater System |  | 3461 | Feedwater booster pump drive - main shaft
862 | CoG steam units | Balance of Plant | Feedwater System |  | 3461 | Feedwater booster pump drive - main shaft
100 | Fossil-Steam | Balance of Plant | Feedwater System |  | 3462 | Feedwater booster pump drive - other
200 | Nuclear | Balance of Plant | Feedwater System |  | 3462 | Feedwater booster pump drive - other
650 | Fluidized Bed | Balance of Plant | Feedwater System |  | 3462 | Feedwater booster pump drive - other
800 | Miscellaneous | Balance of Plant | Feedwater System |  | 3462 | Feedwater booster pump drive - other
810 | Multi-boiler/Multi-turbine | Balance of Plant | Feedwater System |  | 3462 | Feedwater booster pump drive - other
850 | Combined Cycle Block | Balance of Plant | Feedwater System |  | 3462 | Feedwater booster pump drive - other
851 | CC GT units | Balance of Plant | Feedwater System |  | 3462 | Feedwater booster pump drive - other
852 | CC steam units | Balance of Plant | Feedwater System |  | 3462 | Feedwater booster pump drive - other
860 | Co-generator Block | Balance of Plant | Feedwater System |  | 3462 | Feedwater booster pump drive - other
861 | CoG GT units | Balance of Plant | Feedwater System |  | 3462 | Feedwater booster pump drive - other
862 | CoG steam units | Balance of Plant | Feedwater System |  | 3462 | Feedwater booster pump drive - other
100 | Fossil-Steam | Balance of Plant | Feedwater System |  | 3463 | Feedwater booster pump drive - gear
200 | Nuclear | Balance of Plant | Feedwater System |  | 3463 | Feedwater booster pump drive - gear
650 | Fluidized Bed | Balance of Plant | Feedwater System |  | 3463 | Feedwater booster pump drive - gear
800 | Miscellaneous | Balance of Plant | Feedwater System |  | 3463 | Feedwater booster pump drive - gear
810 | Multi-boiler/Multi-turbine | Balance of Plant | Feedwater System |  | 3463 | Feedwater booster pump drive - gear
850 | Combined Cycle Block | Balance of Plant | Feedwater System |  | 3463 | Feedwater booster pump drive - gear
851 | CC GT units | Balance of Plant | Feedwater System |  | 3463 | Feedwater booster pump drive - gear
852 | CC steam units | Balance of Plant | Feedwater System |  | 3463 | Feedwater booster pump drive - gear
860 | Co-generator Block | Balance of Plant | Feedwater System |  | 3463 | Feedwater booster pump drive - gear
861 | CoG GT units | Balance of Plant | Feedwater System |  | 3463 | Feedwater booster pump drive - gear
862 | CoG steam units | Balance of Plant | Feedwater System |  | 3463 | Feedwater booster pump drive - gear
100 | Fossil-Steam | Balance of Plant | Feedwater System |  | 3499 | Other feedwater system problems
200 | Nuclear | Balance of Plant | Feedwater System |  | 3499 | Other feedwater system problems
650 | Fluidized Bed | Balance of Plant | Feedwater System |  | 3499 | Other feedwater system problems
800 | Miscellaneous | Balance of Plant | Feedwater System |  | 3499 | Other feedwater system problems
810 | Multi-boiler/Multi-turbine | Balance of Plant | Feedwater System |  | 3499 | Other feedwater system problems
850 | Combined Cycle Block | Balance of Plant | Feedwater System |  | 3499 | Other feedwater system problems
851 | CC GT units | Balance of Plant | Feedwater System |  | 3499 | Other feedwater system problems
852 | CC steam units | Balance of Plant | Feedwater System |  | 3499 | Other feedwater system problems
860 | Co-generator Block | Balance of Plant | Feedwater System |  | 3499 | Other feedwater system problems
861 | CoG GT units | Balance of Plant | Feedwater System |  | 3499 | Other feedwater system problems
862 | CoG steam units | Balance of Plant | Feedwater System |  | 3499 | Other feedwater system problems
100 | Fossil-Steam | Balance of Plant | Heater Drain Systems |  | 3501 | Heater drain pumps
200 | Nuclear | Balance of Plant | Heater Drain Systems |  | 3501 | Heater drain pumps
650 | Fluidized Bed | Balance of Plant | Heater Drain Systems |  | 3501 | Heater drain pumps
800 | Miscellaneous | Balance of Plant | Heater Drain Systems |  | 3501 | Heater drain pumps
810 | Multi-boiler/Multi-turbine | Balance of Plant | Heater Drain Systems |  | 3501 | Heater drain pumps
850 | Combined Cycle Block | Balance of Plant | Heater Drain Systems |  | 3501 | Heater drain pumps
851 | CC GT units | Balance of Plant | Heater Drain Systems |  | 3501 | Heater drain pumps
852 | CC steam units | Balance of Plant | Heater Drain Systems |  | 3501 | Heater drain pumps
860 | Co-generator Block | Balance of Plant | Heater Drain Systems |  | 3501 | Heater drain pumps
861 | CoG GT units | Balance of Plant | Heater Drain Systems |  | 3501 | Heater drain pumps
862 | CoG steam units | Balance of Plant | Heater Drain Systems |  | 3501 | Heater drain pumps
100 | Fossil-Steam | Balance of Plant | Heater Drain Systems |  | 3502 | Heater level control
200 | Nuclear | Balance of Plant | Heater Drain Systems |  | 3502 | Heater level control
650 | Fluidized Bed | Balance of Plant | Heater Drain Systems |  | 3502 | Heater level control
800 | Miscellaneous | Balance of Plant | Heater Drain Systems |  | 3502 | Heater level control
810 | Multi-boiler/Multi-turbine | Balance of Plant | Heater Drain Systems |  | 3502 | Heater level control
850 | Combined Cycle Block | Balance of Plant | Heater Drain Systems |  | 3502 | Heater level control
851 | CC GT units | Balance of Plant | Heater Drain Systems |  | 3502 | Heater level control
852 | CC steam units | Balance of Plant | Heater Drain Systems |  | 3502 | Heater level control
860 | Co-generator Block | Balance of Plant | Heater Drain Systems |  | 3502 | Heater level control
861 | CoG GT units | Balance of Plant | Heater Drain Systems |  | 3502 | Heater level control
862 | CoG steam units | Balance of Plant | Heater Drain Systems |  | 3502 | Heater level control
100 | Fossil-Steam | Balance of Plant | Heater Drain Systems |  | 3503 | Heater drain piping
200 | Nuclear | Balance of Plant | Heater Drain Systems |  | 3503 | Heater drain piping
650 | Fluidized Bed | Balance of Plant | Heater Drain Systems |  | 3503 | Heater drain piping
800 | Miscellaneous | Balance of Plant | Heater Drain Systems |  | 3503 | Heater drain piping
810 | Multi-boiler/Multi-turbine | Balance of Plant | Heater Drain Systems |  | 3503 | Heater drain piping
850 | Combined Cycle Block | Balance of Plant | Heater Drain Systems |  | 3503 | Heater drain piping
851 | CC GT units | Balance of Plant | Heater Drain Systems |  | 3503 | Heater drain piping
852 | CC steam units | Balance of Plant | Heater Drain Systems |  | 3503 | Heater drain piping
860 | Co-generator Block | Balance of Plant | Heater Drain Systems |  | 3503 | Heater drain piping
861 | CoG GT units | Balance of Plant | Heater Drain Systems |  | 3503 | Heater drain piping
862 | CoG steam units | Balance of Plant | Heater Drain Systems |  | 3503 | Heater drain piping
100 | Fossil-Steam | Balance of Plant | Heater Drain Systems |  | 3504 | Heater drain valves
200 | Nuclear | Balance of Plant | Heater Drain Systems |  | 3504 | Heater drain valves
650 | Fluidized Bed | Balance of Plant | Heater Drain Systems |  | 3504 | Heater drain valves
800 | Miscellaneous | Balance of Plant | Heater Drain Systems |  | 3504 | Heater drain valves
810 | Multi-boiler/Multi-turbine | Balance of Plant | Heater Drain Systems |  | 3504 | Heater drain valves
850 | Combined Cycle Block | Balance of Plant | Heater Drain Systems |  | 3504 | Heater drain valves
851 | CC GT units | Balance of Plant | Heater Drain Systems |  | 3504 | Heater drain valves
852 | CC steam units | Balance of Plant | Heater Drain Systems |  | 3504 | Heater drain valves
860 | Co-generator Block | Balance of Plant | Heater Drain Systems |  | 3504 | Heater drain valves
861 | CoG GT units | Balance of Plant | Heater Drain Systems |  | 3504 | Heater drain valves
862 | CoG steam units | Balance of Plant | Heater Drain Systems |  | 3504 | Heater drain valves
100 | Fossil-Steam | Balance of Plant | Heater Drain Systems |  | 3505 | Heater drain pump drive
200 | Nuclear | Balance of Plant | Heater Drain Systems |  | 3505 | Heater drain pump drive
650 | Fluidized Bed | Balance of Plant | Heater Drain Systems |  | 3505 | Heater drain pump drive
800 | Miscellaneous | Balance of Plant | Heater Drain Systems |  | 3505 | Heater drain pump drive
810 | Multi-boiler/Multi-turbine | Balance of Plant | Heater Drain Systems |  | 3505 | Heater drain pump drive
850 | Combined Cycle Block | Balance of Plant | Heater Drain Systems |  | 3505 | Heater drain pump drive
851 | CC GT units | Balance of Plant | Heater Drain Systems |  | 3505 | Heater drain pump drive
852 | CC steam units | Balance of Plant | Heater Drain Systems |  | 3505 | Heater drain pump drive
860 | Co-generator Block | Balance of Plant | Heater Drain Systems |  | 3505 | Heater drain pump drive
861 | CoG GT units | Balance of Plant | Heater Drain Systems |  | 3505 | Heater drain pump drive
862 | CoG steam units | Balance of Plant | Heater Drain Systems |  | 3505 | Heater drain pump drive
100 | Fossil-Steam | Balance of Plant | Heater Drain Systems |  | 3509 | Other heater drain system problems
200 | Nuclear | Balance of Plant | Heater Drain Systems |  | 3509 | Other heater drain system problems
650 | Fluidized Bed | Balance of Plant | Heater Drain Systems |  | 3509 | Other heater drain system problems
800 | Miscellaneous | Balance of Plant | Heater Drain Systems |  | 3509 | Other heater drain system problems
810 | Multi-boiler/Multi-turbine | Balance of Plant | Heater Drain Systems |  | 3509 | Other heater drain system problems
850 | Combined Cycle Block | Balance of Plant | Heater Drain Systems |  | 3509 | Other heater drain system problems
851 | CC GT units | Balance of Plant | Heater Drain Systems |  | 3509 | Other heater drain system problems
852 | CC steam units | Balance of Plant | Heater Drain Systems |  | 3509 | Other heater drain system problems
860 | Co-generator Block | Balance of Plant | Heater Drain Systems |  | 3509 | Other heater drain system problems
861 | CoG GT units | Balance of Plant | Heater Drain Systems |  | 3509 | Other heater drain system problems
862 | CoG steam units | Balance of Plant | Heater Drain Systems |  | 3509 | Other heater drain system problems
100 | Fossil-Steam | Balance of Plant | Extraction Steam |  | 3520 | HP Extraction steam piping
200 | Nuclear | Balance of Plant | Extraction Steam |  | 3520 | HP Extraction steam piping
650 | Fluidized Bed | Balance of Plant | Extraction Steam |  | 3520 | HP Extraction steam piping
800 | Miscellaneous | Balance of Plant | Extraction Steam |  | 3520 | HP Extraction steam piping
810 | Multi-boiler/Multi-turbine | Balance of Plant | Extraction Steam |  | 3520 | HP Extraction steam piping
850 | Combined Cycle Block | Balance of Plant | Extraction Steam |  | 3520 | HP Extraction steam piping
851 | CC GT units | Balance of Plant | Extraction Steam |  | 3520 | HP Extraction steam piping
852 | CC steam units | Balance of Plant | Extraction Steam |  | 3520 | HP Extraction steam piping
860 | Co-generator Block | Balance of Plant | Extraction Steam |  | 3520 | HP Extraction steam piping
861 | CoG GT units | Balance of Plant | Extraction Steam |  | 3520 | HP Extraction steam piping
862 | CoG steam units | Balance of Plant | Extraction Steam |  | 3520 | HP Extraction steam piping
100 | Fossil-Steam | Balance of Plant | Extraction Steam |  | 3521 | HP Extraction steam valves
200 | Nuclear | Balance of Plant | Extraction Steam |  | 3521 | HP Extraction steam valves
650 | Fluidized Bed | Balance of Plant | Extraction Steam |  | 3521 | HP Extraction steam valves
800 | Miscellaneous | Balance of Plant | Extraction Steam |  | 3521 | HP Extraction steam valves
810 | Multi-boiler/Multi-turbine | Balance of Plant | Extraction Steam |  | 3521 | HP Extraction steam valves
850 | Combined Cycle Block | Balance of Plant | Extraction Steam |  | 3521 | HP Extraction steam valves
851 | CC GT units | Balance of Plant | Extraction Steam |  | 3521 | HP Extraction steam valves
852 | CC steam units | Balance of Plant | Extraction Steam |  | 3521 | HP Extraction steam valves
860 | Co-generator Block | Balance of Plant | Extraction Steam |  | 3521 | HP Extraction steam valves
861 | CoG GT units | Balance of Plant | Extraction Steam |  | 3521 | HP Extraction steam valves
862 | CoG steam units | Balance of Plant | Extraction Steam |  | 3521 | HP Extraction steam valves
100 | Fossil-Steam | Balance of Plant | Extraction Steam |  | 3522 | HP Extraction steam instruments and controls
200 | Nuclear | Balance of Plant | Extraction Steam |  | 3522 | HP Extraction steam instruments and controls
650 | Fluidized Bed | Balance of Plant | Extraction Steam |  | 3522 | HP Extraction steam instruments and controls
800 | Miscellaneous | Balance of Plant | Extraction Steam |  | 3522 | HP Extraction steam instruments and controls
810 | Multi-boiler/Multi-turbine | Balance of Plant | Extraction Steam |  | 3522 | HP Extraction steam instruments and controls
850 | Combined Cycle Block | Balance of Plant | Extraction Steam |  | 3522 | HP Extraction steam instruments and controls
851 | CC GT units | Balance of Plant | Extraction Steam |  | 3522 | HP Extraction steam instruments and controls
852 | CC steam units | Balance of Plant | Extraction Steam |  | 3522 | HP Extraction steam instruments and controls
860 | Co-generator Block | Balance of Plant | Extraction Steam |  | 3522 | HP Extraction steam instruments and controls
861 | CoG GT units | Balance of Plant | Extraction Steam |  | 3522 | HP Extraction steam instruments and controls
862 | CoG steam units | Balance of Plant | Extraction Steam |  | 3522 | HP Extraction steam instruments and controls
100 | Fossil-Steam | Balance of Plant | Extraction Steam |  | 3529 | Other HP extraction steam system problems
200 | Nuclear | Balance of Plant | Extraction Steam |  | 3529 | Other HP extraction steam system problems
650 | Fluidized Bed | Balance of Plant | Extraction Steam |  | 3529 | Other HP extraction steam system problems
800 | Miscellaneous | Balance of Plant | Extraction Steam |  | 3529 | Other HP extraction steam system problems
810 | Multi-boiler/Multi-turbine | Balance of Plant | Extraction Steam |  | 3529 | Other HP extraction steam system problems
850 | Combined Cycle Block | Balance of Plant | Extraction Steam |  | 3529 | Other HP extraction steam system problems
851 | CC GT units | Balance of Plant | Extraction Steam |  | 3529 | Other HP extraction steam system problems
852 | CC steam units | Balance of Plant | Extraction Steam |  | 3529 | Other HP extraction steam system problems
860 | Co-generator Block | Balance of Plant | Extraction Steam |  | 3529 | Other HP extraction steam system problems
861 | CoG GT units | Balance of Plant | Extraction Steam |  | 3529 | Other HP extraction steam system problems
862 | CoG steam units | Balance of Plant | Extraction Steam |  | 3529 | Other HP extraction steam system problems
100 | Fossil-Steam | Balance of Plant | Extraction Steam |  | 3530 | IP Extraction steam piping
200 | Nuclear | Balance of Plant | Extraction Steam |  | 3530 | IP Extraction steam piping
650 | Fluidized Bed | Balance of Plant | Extraction Steam |  | 3530 | IP Extraction steam piping
800 | Miscellaneous | Balance of Plant | Extraction Steam |  | 3530 | IP Extraction steam piping
810 | Multi-boiler/Multi-turbine | Balance of Plant | Extraction Steam |  | 3530 | IP Extraction steam piping
850 | Combined Cycle Block | Balance of Plant | Extraction Steam |  | 3530 | IP Extraction steam piping
851 | CC GT units | Balance of Plant | Extraction Steam |  | 3530 | IP Extraction steam piping
852 | CC steam units | Balance of Plant | Extraction Steam |  | 3530 | IP Extraction steam piping
860 | Co-generator Block | Balance of Plant | Extraction Steam |  | 3530 | IP Extraction steam piping
861 | CoG GT units | Balance of Plant | Extraction Steam |  | 3530 | IP Extraction steam piping
862 | CoG steam units | Balance of Plant | Extraction Steam |  | 3530 | IP Extraction steam piping
100 | Fossil-Steam | Balance of Plant | Extraction Steam |  | 3531 | IP Extraction steam valves
200 | Nuclear | Balance of Plant | Extraction Steam |  | 3531 | IP Extraction steam valves
650 | Fluidized Bed | Balance of Plant | Extraction Steam |  | 3531 | IP Extraction steam valves
800 | Miscellaneous | Balance of Plant | Extraction Steam |  | 3531 | IP Extraction steam valves
810 | Multi-boiler/Multi-turbine | Balance of Plant | Extraction Steam |  | 3531 | IP Extraction steam valves
850 | Combined Cycle Block | Balance of Plant | Extraction Steam |  | 3531 | IP Extraction steam valves
851 | CC GT units | Balance of Plant | Extraction Steam |  | 3531 | IP Extraction steam valves
852 | CC steam units | Balance of Plant | Extraction Steam |  | 3531 | IP Extraction steam valves
860 | Co-generator Block | Balance of Plant | Extraction Steam |  | 3531 | IP Extraction steam valves
861 | CoG GT units | Balance of Plant | Extraction Steam |  | 3531 | IP Extraction steam valves
862 | CoG steam units | Balance of Plant | Extraction Steam |  | 3531 | IP Extraction steam valves
100 | Fossil-Steam | Balance of Plant | Extraction Steam |  | 3532 | IP Extraction steam instruments and controls
200 | Nuclear | Balance of Plant | Extraction Steam |  | 3532 | IP Extraction steam instruments and controls
650 | Fluidized Bed | Balance of Plant | Extraction Steam |  | 3532 | IP Extraction steam instruments and controls
800 | Miscellaneous | Balance of Plant | Extraction Steam |  | 3532 | IP Extraction steam instruments and controls
810 | Multi-boiler/Multi-turbine | Balance of Plant | Extraction Steam |  | 3532 | IP Extraction steam instruments and controls
850 | Combined Cycle Block | Balance of Plant | Extraction Steam |  | 3532 | IP Extraction steam instruments and controls
851 | CC GT units | Balance of Plant | Extraction Steam |  | 3532 | IP Extraction steam instruments and controls
852 | CC steam units | Balance of Plant | Extraction Steam |  | 3532 | IP Extraction steam instruments and controls
860 | Co-generator Block | Balance of Plant | Extraction Steam |  | 3532 | IP Extraction steam instruments and controls
861 | CoG GT units | Balance of Plant | Extraction Steam |  | 3532 | IP Extraction steam instruments and controls
862 | CoG steam units | Balance of Plant | Extraction Steam |  | 3532 | IP Extraction steam instruments and controls
100 | Fossil-Steam | Balance of Plant | Extraction Steam |  | 3539 | Other IP extraction steam system problems
200 | Nuclear | Balance of Plant | Extraction Steam |  | 3539 | Other IP extraction steam system problems
650 | Fluidized Bed | Balance of Plant | Extraction Steam |  | 3539 | Other IP extraction steam system problems
800 | Miscellaneous | Balance of Plant | Extraction Steam |  | 3539 | Other IP extraction steam system problems
810 | Multi-boiler/Multi-turbine | Balance of Plant | Extraction Steam |  | 3539 | Other IP extraction steam system problems
850 | Combined Cycle Block | Balance of Plant | Extraction Steam |  | 3539 | Other IP extraction steam system problems
851 | CC GT units | Balance of Plant | Extraction Steam |  | 3539 | Other IP extraction steam system problems
852 | CC steam units | Balance of Plant | Extraction Steam |  | 3539 | Other IP extraction steam system problems
860 | Co-generator Block | Balance of Plant | Extraction Steam |  | 3539 | Other IP extraction steam system problems
861 | CoG GT units | Balance of Plant | Extraction Steam |  | 3539 | Other IP extraction steam system problems
862 | CoG steam units | Balance of Plant | Extraction Steam |  | 3539 | Other IP extraction steam system problems
100 | Fossil-Steam | Balance of Plant | Extraction Steam |  | 3540 | LP Extraction steam piping
200 | Nuclear | Balance of Plant | Extraction Steam |  | 3540 | LP Extraction steam piping
650 | Fluidized Bed | Balance of Plant | Extraction Steam |  | 3540 | LP Extraction steam piping
800 | Miscellaneous | Balance of Plant | Extraction Steam |  | 3540 | LP Extraction steam piping
810 | Multi-boiler/Multi-turbine | Balance of Plant | Extraction Steam |  | 3540 | LP Extraction steam piping
850 | Combined Cycle Block | Balance of Plant | Extraction Steam |  | 3540 | LP Extraction steam piping
851 | CC GT units | Balance of Plant | Extraction Steam |  | 3540 | LP Extraction steam piping
852 | CC steam units | Balance of Plant | Extraction Steam |  | 3540 | LP Extraction steam piping
860 | Co-generator Block | Balance of Plant | Extraction Steam |  | 3540 | LP Extraction steam piping
861 | CoG GT units | Balance of Plant | Extraction Steam |  | 3540 | LP Extraction steam piping
862 | CoG steam units | Balance of Plant | Extraction Steam |  | 3540 | LP Extraction steam piping
100 | Fossil-Steam | Balance of Plant | Extraction Steam |  | 3541 | LP Extraction steam valves
200 | Nuclear | Balance of Plant | Extraction Steam |  | 3541 | LP Extraction steam valves
650 | Fluidized Bed | Balance of Plant | Extraction Steam |  | 3541 | LP Extraction steam valves
800 | Miscellaneous | Balance of Plant | Extraction Steam |  | 3541 | LP Extraction steam valves
810 | Multi-boiler/Multi-turbine | Balance of Plant | Extraction Steam |  | 3541 | LP Extraction steam valves
850 | Combined Cycle Block | Balance of Plant | Extraction Steam |  | 3541 | LP Extraction steam valves
851 | CC GT units | Balance of Plant | Extraction Steam |  | 3541 | LP Extraction steam valves
852 | CC steam units | Balance of Plant | Extraction Steam |  | 3541 | LP Extraction steam valves
860 | Co-generator Block | Balance of Plant | Extraction Steam |  | 3541 | LP Extraction steam valves
861 | CoG GT units | Balance of Plant | Extraction Steam |  | 3541 | LP Extraction steam valves
862 | CoG steam units | Balance of Plant | Extraction Steam |  | 3541 | LP Extraction steam valves
100 | Fossil-Steam | Balance of Plant | Extraction Steam |  | 3542 | LP Extraction steam instruments and controls
200 | Nuclear | Balance of Plant | Extraction Steam |  | 3542 | LP Extraction steam instruments and controls
650 | Fluidized Bed | Balance of Plant | Extraction Steam |  | 3542 | LP Extraction steam instruments and controls
800 | Miscellaneous | Balance of Plant | Extraction Steam |  | 3542 | LP Extraction steam instruments and controls
810 | Multi-boiler/Multi-turbine | Balance of Plant | Extraction Steam |  | 3542 | LP Extraction steam instruments and controls
850 | Combined Cycle Block | Balance of Plant | Extraction Steam |  | 3542 | LP Extraction steam instruments and controls
851 | CC GT units | Balance of Plant | Extraction Steam |  | 3542 | LP Extraction steam instruments and controls
852 | CC steam units | Balance of Plant | Extraction Steam |  | 3542 | LP Extraction steam instruments and controls
860 | Co-generator Block | Balance of Plant | Extraction Steam |  | 3542 | LP Extraction steam instruments and controls
861 | CoG GT units | Balance of Plant | Extraction Steam |  | 3542 | LP Extraction steam instruments and controls
862 | CoG steam units | Balance of Plant | Extraction Steam |  | 3542 | LP Extraction steam instruments and controls
100 | Fossil-Steam | Balance of Plant | Extraction Steam |  | 3549 | Other LP extraction steam system problems
200 | Nuclear | Balance of Plant | Extraction Steam |  | 3549 | Other LP extraction steam system problems
650 | Fluidized Bed | Balance of Plant | Extraction Steam |  | 3549 | Other LP extraction steam system problems
800 | Miscellaneous | Balance of Plant | Extraction Steam |  | 3549 | Other LP extraction steam system problems
810 | Multi-boiler/Multi-turbine | Balance of Plant | Extraction Steam |  | 3549 | Other LP extraction steam system problems
850 | Combined Cycle Block | Balance of Plant | Extraction Steam |  | 3549 | Other LP extraction steam system problems
851 | CC GT units | Balance of Plant | Extraction Steam |  | 3549 | Other LP extraction steam system problems
852 | CC steam units | Balance of Plant | Extraction Steam |  | 3549 | Other LP extraction steam system problems
860 | Co-generator Block | Balance of Plant | Extraction Steam |  | 3549 | Other LP extraction steam system problems
861 | CoG GT units | Balance of Plant | Extraction Steam |  | 3549 | Other LP extraction steam system problems
862 | CoG steam units | Balance of Plant | Extraction Steam |  | 3549 | Other LP extraction steam system problems
100 | Fossil-Steam | Balance of Plant | Electrical |  | 3600 | Switchyard transformers and associated cooling systems - external (OMC)
200 | Nuclear | Balance of Plant | Electrical |  | 3600 | Switchyard transformers and associated cooling systems - external (OMC)
300 | Gas Turbine/Jet Engine (Simple Cycle Operation) | Balance of Plant | Electrical |  | 3600 | Switchyard transformers and associated cooling systems - external (OMC)
400 | Internal Combustion/Reciprocating Engines | Balance of Plant | Electrical |  | 3600 | Switchyard transformers and associated cooling systems - external (OMC)
500 | Pumped Storage/Hydro | Balance of Plant | Electrical |  | 3600 | Switchyard transformers and associated cooling systems - external (OMC)
650 | Fluidized Bed | Balance of Plant | Electrical |  | 3600 | Switchyard transformers and associated cooling systems - external (OMC)
800 | Miscellaneous | Balance of Plant | Electrical |  | 3600 | Switchyard transformers and associated cooling systems - external (OMC)
810 | Multi-boiler/Multi-turbine | Balance of Plant | Electrical |  | 3600 | Switchyard transformers and associated cooling systems - external (OMC)
830 | Geothermal | Balance of Plant | Electrical |  | 3600 | Switchyard transformers and associated cooling systems - external (OMC)
850 | Combined Cycle Block | Balance of Plant | Electrical |  | 3600 | Switchyard transformers and associated cooling systems - external (OMC)
851 | CC GT units | Balance of Plant | Electrical |  | 3600 | Switchyard transformers and associated cooling systems - external (OMC)
852 | CC steam units | Balance of Plant | Electrical |  | 3600 | Switchyard transformers and associated cooling systems - external (OMC)
860 | Co-generator Block | Balance of Plant | Electrical |  | 3600 | Switchyard transformers and associated cooling systems - external (OMC)
861 | CoG GT units | Balance of Plant | Electrical |  | 3600 | Switchyard transformers and associated cooling systems - external (OMC)
862 | CoG steam units | Balance of Plant | Electrical |  | 3600 | Switchyard transformers and associated cooling systems - external (OMC)
100 | Fossil-Steam | Balance of Plant | Electrical |  | 3601 | Switchyard transformers and associated cooling systems - external (not OMC)
200 | Nuclear | Balance of Plant | Electrical |  | 3601 | Switchyard transformers and associated cooling systems - external (not OMC)
300 | Gas Turbine/Jet Engine (Simple Cycle Operation) | Balance of Plant | Electrical |  | 3601 | Switchyard transformers and associated cooling systems - external (not OMC)
400 | Internal Combustion/Reciprocating Engines | Balance of Plant | Electrical |  | 3601 | Switchyard transformers and associated cooling systems - external (not OMC)
500 | Pumped Storage/Hydro | Balance of Plant | Electrical |  | 3601 | Switchyard transformers and associated cooling systems - external (not OMC)
650 | Fluidized Bed | Balance of Plant | Electrical |  | 3601 | Switchyard transformers and associated cooling systems - external (not OMC)
800 | Miscellaneous | Balance of Plant | Electrical |  | 3601 | Switchyard transformers and associated cooling systems - external (not OMC)
810 | Multi-boiler/Multi-turbine | Balance of Plant | Electrical |  | 3601 | Switchyard transformers and associated cooling systems - external (not OMC)
830 | Geothermal | Balance of Plant | Electrical |  | 3601 | Switchyard transformers and associated cooling systems - external (not OMC)
850 | Combined Cycle Block | Balance of Plant | Electrical |  | 3601 | Switchyard transformers and associated cooling systems - external (not OMC)
851 | CC GT units | Balance of Plant | Electrical |  | 3601 | Switchyard transformers and associated cooling systems - external (not OMC)
852 | CC steam units | Balance of Plant | Electrical |  | 3601 | Switchyard transformers and associated cooling systems - external (not OMC)
860 | Co-generator Block | Balance of Plant | Electrical |  | 3601 | Switchyard transformers and associated cooling systems - external (not OMC)
861 | CoG GT units | Balance of Plant | Electrical |  | 3601 | Switchyard transformers and associated cooling systems - external (not OMC)
862 | CoG steam units | Balance of Plant | Electrical |  | 3601 | Switchyard transformers and associated cooling systems - external (not OMC)
100 | Fossil-Steam | Balance of Plant | Electrical |  | 3610 | Switchyard circuit breakers - external (not OMC)
200 | Nuclear | Balance of Plant | Electrical |  | 3610 | Switchyard circuit breakers - external (not OMC)
300 | Gas Turbine/Jet Engine (Simple Cycle Operation) | Balance of Plant | Electrical |  | 3610 | Switchyard circuit breakers - external (not OMC)
400 | Internal Combustion/Reciprocating Engines | Balance of Plant | Electrical |  | 3610 | Switchyard circuit breakers - external (not OMC)
500 | Pumped Storage/Hydro | Balance of Plant | Electrical |  | 3610 | Switchyard circuit breakers - external (not OMC)
650 | Fluidized Bed | Balance of Plant | Electrical |  | 3610 | Switchyard circuit breakers - external (not OMC)
800 | Miscellaneous | Balance of Plant | Electrical |  | 3610 | Switchyard circuit breakers - (not OMC)
810 | Multi-boiler/Multi-turbine | Balance of Plant | Electrical |  | 3610 | Switchyard circuit breakers - external (not OMC)
830 | Geothermal | Balance of Plant | Electrical |  | 3610 | Switchyard circuit breakers - external (not OMC)
850 | Combined Cycle Block | Balance of Plant | Electrical |  | 3610 | Switchyard circuit breakers - external (not OMC)
851 | CC GT units | Balance of Plant | Electrical |  | 3610 | Switchyard circuit breakers - external (not OMC)
852 | CC steam units | Balance of Plant | Electrical |  | 3610 | Switchyard circuit breakers - external (not OMC)
860 | Co-generator Block | Balance of Plant | Electrical |  | 3610 | Switchyard circuit breakers - external (not OMC)
861 | CoG GT units | Balance of Plant | Electrical |  | 3610 | Switchyard circuit breakers - external (not OMC)
862 | CoG steam units | Balance of Plant | Electrical |  | 3610 | Switchyard circuit breakers - external (not OMC)
100 | Fossil-Steam | Balance of Plant | Electrical |  | 3611 | Switchyard circuit breakers - external (OMC)
200 | Nuclear | Balance of Plant | Electrical |  | 3611 | Switchyard circuit breakers - external (OMC)
300 | Gas Turbine/Jet Engine (Simple Cycle Operation) | Balance of Plant | Electrical |  | 3611 | Switchyard circuit breakers - external (OMC)
400 | Internal Combustion/Reciprocating Engines | Balance of Plant | Electrical |  | 3611 | Switchyard circuit breakers - external (OMC)
500 | Pumped Storage/Hydro | Balance of Plant | Electrical |  | 3611 | Switchyard circuit breakers - external (OMC)
650 | Fluidized Bed | Balance of Plant | Electrical |  | 3611 | Switchyard circuit breakers - external (OMC)
800 | Miscellaneous | Balance of Plant | Electrical |  | 3611 | Switchyard circuit breakers - external (OMC)
810 | Multi-boiler/Multi-turbine | Balance of Plant | Electrical |  | 3611 | Switchyard circuit breakers - external (OMC)
830 | Geothermal | Balance of Plant | Electrical |  | 3611 | Switchyard circuit breakers - external (OMC)
850 | Combined Cycle Block | Balance of Plant | Electrical |  | 3611 | Switchyard circuit breakers - external (OMC)
851 | CC GT units | Balance of Plant | Electrical |  | 3611 | Switchyard circuit breakers - external (OMC)
852 | CC steam units | Balance of Plant | Electrical |  | 3611 | Switchyard circuit breakers - external (OMC)
860 | Co-generator Block | Balance of Plant | Electrical |  | 3611 | Switchyard circuit breakers - external (OMC)
861 | CoG GT units | Balance of Plant | Electrical |  | 3611 | Switchyard circuit breakers - external (OMC)
862 | CoG steam units | Balance of Plant | Electrical |  | 3611 | Switchyard circuit breakers - external (OMC)
100 | Fossil-Steam | Balance of Plant | Electrical |  | 3612 | Switchyard system protection devices - external (OMC)
200 | Nuclear | Balance of Plant | Electrical |  | 3612 | Switchyard system protection devices - external (OMC)
300 | Gas Turbine/Jet Engine (Simple Cycle Operation) | Balance of Plant | Electrical |  | 3612 | Switchyard system protection devices - external (OMC)
400 | Internal Combustion/Reciprocating Engines | Balance of Plant | Electrical |  | 3612 | Switchyard system protection devices - external (OMC)
500 | Pumped Storage/Hydro | Balance of Plant | Electrical |  | 3612 | Switchyard system protection devices - external (OMC)
650 | Fluidized Bed | Balance of Plant | Electrical |  | 3612 | Switchyard system protection devices - external (OMC)
800 | Miscellaneous | Balance of Plant | Electrical |  | 3612 | Switchyard system protection devices - external (OMC)
810 | Multi-boiler/Multi-turbine | Balance of Plant | Electrical |  | 3612 | Switchyard system protection devices - external (OMC)
830 | Geothermal | Balance of Plant | Electrical |  | 3612 | Switchyard system protection devices - external (OMC)
850 | Combined Cycle Block | Balance of Plant | Electrical |  | 3612 | Switchyard system protection devices - external (OMC)
851 | CC GT units | Balance of Plant | Electrical |  | 3612 | Switchyard system protection devices - external (OMC)
852 | CC steam units | Balance of Plant | Electrical |  | 3612 | Switchyard system protection devices - external (OMC)
860 | Co-generator Block | Balance of Plant | Electrical |  | 3612 | Switchyard system protection devices - external (OMC)
861 | CoG GT units | Balance of Plant | Electrical |  | 3612 | Switchyard system protection devices - external (OMC)
862 | CoG steam units | Balance of Plant | Electrical |  | 3612 | Switchyard system protection devices - external (OMC)
100 | Fossil-Steam | Balance of Plant | Electrical |  | 3613 | Switchyard system protection devices - external (not OMC)
200 | Nuclear | Balance of Plant | Electrical |  | 3613 | Switchyard system protection devices - external (not OMC)
300 | Gas Turbine/Jet Engine (Simple Cycle Operation) | Balance of Plant | Electrical |  | 3613 | Switchyard system protection devices - external (not OMC)
400 | Internal Combustion/Reciprocating Engines | Balance of Plant | Electrical |  | 3613 | Switchyard system protection devices - external (not OMC)
500 | Pumped Storage/Hydro | Balance of Plant | Electrical |  | 3613 | Switchyard system protection devices - external (not OMC)
650 | Fluidized Bed | Balance of Plant | Electrical |  | 3613 | Switchyard system protection devices - external (not OMC)
800 | Miscellaneous | Balance of Plant | Electrical |  | 3613 | Switchyard system protection devicies - (not OMC)
810 | Multi-boiler/Multi-turbine | Balance of Plant | Electrical |  | 3613 | Switchyard system protection devices - external (not OMC)
830 | Geothermal | Balance of Plant | Electrical |  | 3613 | Switchyard system protection devices - external (not OMC)
850 | Combined Cycle Block | Balance of Plant | Electrical |  | 3613 | Switchyard system protection devices - external (not OMC)
851 | CC GT units | Balance of Plant | Electrical |  | 3613 | Switchyard system protection devices - external (not OMC)
852 | CC steam units | Balance of Plant | Electrical |  | 3613 | Switchyard system protection devices - external (not OMC)
860 | Co-generator Block | Balance of Plant | Electrical |  | 3613 | Switchyard system protection devices - external (not OMC)
861 | CoG GT units | Balance of Plant | Electrical |  | 3613 | Switchyard system protection devices - external (not OMC)
862 | CoG steam units | Balance of Plant | Electrical |  | 3613 | Switchyard system protection devices - external (not OMC)
100 | Fossil-Steam | Balance of Plant | Electrical |  | 3618 | Other switchyard equipment - external (not OMC)
200 | Nuclear | Balance of Plant | Electrical |  | 3618 | Other switchyard equipment - external (not OMC)
300 | Gas Turbine/Jet Engine (Simple Cycle Operation) | Balance of Plant | Electrical |  | 3618 | Other switchyard equipment - external (not OMC)
400 | Internal Combustion/Reciprocating Engines | Balance of Plant | Electrical |  | 3618 | Other switchyard equipment - external (not OMC)
500 | Pumped Storage/Hydro | Balance of Plant | Electrical |  | 3618 | Other switchyard equipment - external (not OMC)
650 | Fluidized Bed | Balance of Plant | Electrical |  | 3618 | Other switchyard equipment - external (not OMC)
800 | Miscellaneous | Balance of Plant | Electrical |  | 3618 | Other switchyard equipment - external (not OMC)
810 | Multi-boiler/Multi-turbine | Balance of Plant | Electrical |  | 3618 | Other switchyard equipment - external (not OMC)
830 | Geothermal | Balance of Plant | Electrical |  | 3618 | Other switchyard equipment - external (not OMC)
850 | Combined Cycle Block | Balance of Plant | Electrical |  | 3618 | Other switchyard equipment - external (not OMC)
851 | CC GT units | Balance of Plant | Electrical |  | 3618 | Other switchyard equipment - external (not OMC)
852 | CC steam units | Balance of Plant | Electrical |  | 3618 | Other switchyard equipment - external (not OMC)
860 | Co-generator Block | Balance of Plant | Electrical |  | 3618 | Other switchyard equipment - external (not OMC)
861 | CoG GT units | Balance of Plant | Electrical |  | 3618 | Other switchyard equipment - external (not OMC)
862 | CoG steam units | Balance of Plant | Electrical |  | 3618 | Other switchyard equipment - external (not OMC)
100 | Fossil-Steam | Balance of Plant | Electrical |  | 3619 | Other switchyard equipment - external (OMC)
200 | Nuclear | Balance of Plant | Electrical |  | 3619 | Other switchyard equipment - external (OMC)
300 | Gas Turbine/Jet Engine (Simple Cycle Operation) | Balance of Plant | Electrical |  | 3619 | Other switchyard equipment - external (OMC)
400 | Internal Combustion/Reciprocating Engines | Balance of Plant | Electrical |  | 3619 | Other switchyard equipment - external (OMC)
500 | Pumped Storage/Hydro | Balance of Plant | Electrical |  | 3619 | Other switchyard equipment - external (OMC)
650 | Fluidized Bed | Balance of Plant | Electrical |  | 3619 | Other switchyard equipment - external (OMC)
800 | Miscellaneous | Balance of Plant | Electrical |  | 3619 | Other switchyard equipment - external (OMC)
810 | Multi-boiler/Multi-turbine | Balance of Plant | Electrical |  | 3619 | Other switchyard equipment - external (OMC)
830 | Geothermal | Balance of Plant | Electrical |  | 3619 | Other switchyard equipment - external (OMC)
850 | Combined Cycle Block | Balance of Plant | Electrical |  | 3619 | Other switchyard equipment - external (OMC)
851 | CC GT units | Balance of Plant | Electrical |  | 3619 | Other switchyard equipment - external (OMC)
852 | CC steam units | Balance of Plant | Electrical |  | 3619 | Other switchyard equipment - external (OMC)
860 | Co-generator Block | Balance of Plant | Electrical |  | 3619 | Other switchyard equipment - external (OMC)
861 | CoG GT units | Balance of Plant | Electrical |  | 3619 | Other switchyard equipment - external (OMC)
862 | CoG steam units | Balance of Plant | Electrical |  | 3619 | Other switchyard equipment - external (OMC)
100 | Fossil-Steam | Balance of Plant | Electrical |  | 3620 | Main transformer
200 | Nuclear | Balance of Plant | Electrical |  | 3620 | Main transformer
300 | Gas Turbine/Jet Engine (Simple Cycle Operation) | Balance of Plant | Electrical |  | 3620 | Main transformer
400 | Internal Combustion/Reciprocating Engines | Balance of Plant | Electrical |  | 3620 | Main transformer
500 | Pumped Storage/Hydro | Balance of Plant | Electrical |  | 3620 | Main transformer
650 | Fluidized Bed | Balance of Plant | Electrical |  | 3620 | Main transformer
800 | Miscellaneous | Balance of Plant | Electrical |  | 3620 | Main transformer
810 | Multi-boiler/Multi-turbine | Balance of Plant | Electrical |  | 3620 | Main transformer
830 | Geothermal | Balance of Plant | Electrical |  | 3620 | Main transformer
850 | Combined Cycle Block | Balance of Plant | Electrical |  | 3620 | Main transformer
851 | CC GT units | Balance of Plant | Electrical |  | 3620 | Main transformer
852 | CC steam units | Balance of Plant | Electrical |  | 3620 | Main transformer
860 | Co-generator Block | Balance of Plant | Electrical |  | 3620 | Main transformer
861 | CoG GT units | Balance of Plant | Electrical |  | 3620 | Main transformer
862 | CoG steam units | Balance of Plant | Electrical |  | 3620 | Main transformer
100 | Fossil-Steam | Balance of Plant | Electrical |  | 3621 | Unit auxiliaries transformer
200 | Nuclear | Balance of Plant | Electrical |  | 3621 | Unit auxiliaries transformer
300 | Gas Turbine/Jet Engine (Simple Cycle Operation) | Balance of Plant | Electrical |  | 3621 | Unit auxiliaries transformer
400 | Internal Combustion/Reciprocating Engines | Balance of Plant | Electrical |  | 3621 | Unit auxiliaries transformer
500 | Pumped Storage/Hydro | Balance of Plant | Electrical |  | 3621 | Unit auxiliaries transformer
650 | Fluidized Bed | Balance of Plant | Electrical |  | 3621 | Unit auxiliaries transformer
800 | Miscellaneous | Balance of Plant | Electrical |  | 3621 | Unit auxiliaries transformer
810 | Multi-boiler/Multi-turbine | Balance of Plant | Electrical |  | 3621 | Unit auxiliaries transformer
830 | Geothermal | Balance of Plant | Electrical |  | 3621 | Unit auxiliaries transformer
850 | Combined Cycle Block | Balance of Plant | Electrical |  | 3621 | Unit auxiliaries transformer
851 | CC GT units | Balance of Plant | Electrical |  | 3621 | Unit auxiliaries transformer
852 | CC steam units | Balance of Plant | Electrical |  | 3621 | Unit auxiliaries transformer
860 | Co-generator Block | Balance of Plant | Electrical |  | 3621 | Unit auxiliaries transformer
861 | CoG GT units | Balance of Plant | Electrical |  | 3621 | Unit auxiliaries transformer
862 | CoG steam units | Balance of Plant | Electrical |  | 3621 | Unit auxiliaries transformer
100 | Fossil-Steam | Balance of Plant | Electrical |  | 3622 | Station service startup transformer
200 | Nuclear | Balance of Plant | Electrical |  | 3622 | Station service startup transformer
300 | Gas Turbine/Jet Engine (Simple Cycle Operation) | Balance of Plant | Electrical |  | 3622 | Station service startup transformer
400 | Internal Combustion/Reciprocating Engines | Balance of Plant | Electrical |  | 3622 | Station service startup transformer
500 | Pumped Storage/Hydro | Balance of Plant | Electrical |  | 3622 | Station service startup transformer
650 | Fluidized Bed | Balance of Plant | Electrical |  | 3622 | Station service startup transformer
800 | Miscellaneous | Balance of Plant | Electrical |  | 3622 | Station service startup transformer
810 | Multi-boiler/Multi-turbine | Balance of Plant | Electrical |  | 3622 | Station service startup transformer
830 | Geothermal | Balance of Plant | Electrical |  | 3622 | Station service startup transformer
850 | Combined Cycle Block | Balance of Plant | Electrical |  | 3622 | Station service startup transformer
851 | CC GT units | Balance of Plant | Electrical |  | 3622 | Station service startup transformer
852 | CC steam units | Balance of Plant | Electrical |  | 3622 | Station service startup transformer
860 | Co-generator Block | Balance of Plant | Electrical |  | 3622 | Station service startup transformer
861 | CoG GT units | Balance of Plant | Electrical |  | 3622 | Station service startup transformer
862 | CoG steam units | Balance of Plant | Electrical |  | 3622 | Station service startup transformer
100 | Fossil-Steam | Balance of Plant | Electrical |  | 3623 | Auxiliary generators
200 | Nuclear | Balance of Plant | Electrical |  | 3623 | Auxiliary generators
300 | Gas Turbine/Jet Engine (Simple Cycle Operation) | Balance of Plant | Electrical |  | 3623 | Auxiliary generators
400 | Internal Combustion/Reciprocating Engines | Balance of Plant | Electrical |  | 3623 | Auxiliary generators
500 | Pumped Storage/Hydro | Balance of Plant | Electrical |  | 3623 | Auxiliary generators
650 | Fluidized Bed | Balance of Plant | Electrical |  | 3623 | Auxiliary generators
800 | Miscellaneous | Balance of Plant | Electrical |  | 3623 | Auxiliary generators
810 | Multi-boiler/Multi-turbine | Balance of Plant | Electrical |  | 3623 | Auxiliary generators
830 | Geothermal | Balance of Plant | Electrical |  | 3623 | Auxiliary generators
850 | Combined Cycle Block | Balance of Plant | Electrical |  | 3623 | Auxiliary generators
851 | CC GT units | Balance of Plant | Electrical |  | 3623 | Auxiliary generators
852 | CC steam units | Balance of Plant | Electrical |  | 3623 | Auxiliary generators
860 | Co-generator Block | Balance of Plant | Electrical |  | 3623 | Auxiliary generators
861 | CoG GT units | Balance of Plant | Electrical |  | 3623 | Auxiliary generators
862 | CoG steam units | Balance of Plant | Electrical |  | 3623 | Auxiliary generators
100 | Fossil-Steam | Balance of Plant | Electrical |  | 3624 | Auxiliary generator voltage supply system
200 | Nuclear | Balance of Plant | Electrical |  | 3624 | Auxiliary generator voltage supply system
300 | Gas Turbine/Jet Engine (Simple Cycle Operation) | Balance of Plant | Electrical |  | 3624 | Auxiliary generator voltage supply system
400 | Internal Combustion/Reciprocating Engines | Balance of Plant | Electrical |  | 3624 | Auxiliary generator voltage supply system
500 | Pumped Storage/Hydro | Balance of Plant | Electrical |  | 3624 | Auxiliary generator voltage supply system
650 | Fluidized Bed | Balance of Plant | Electrical |  | 3624 | Auxiliary generator voltage supply system
800 | Miscellaneous | Balance of Plant | Electrical |  | 3624 | Auxiliary generator voltage supply system
810 | Multi-boiler/Multi-turbine | Balance of Plant | Electrical |  | 3624 | Auxiliary generator voltage supply system
850 | Combined Cycle Block | Balance of Plant | Electrical |  | 3624 | Auxiliary generator voltage supply system
851 | CC GT units | Balance of Plant | Electrical |  | 3624 | Auxiliary generator voltage supply system
852 | CC steam units | Balance of Plant | Electrical |  | 3624 | Auxiliary generator voltage supply system
860 | Co-generator Block | Balance of Plant | Electrical |  | 3624 | Auxiliary generator voltage supply system
861 | CoG GT units | Balance of Plant | Electrical |  | 3624 | Auxiliary generator voltage supply system
862 | CoG steam units | Balance of Plant | Electrical |  | 3624 | Auxiliary generator voltage supply system
100 | Fossil-Steam | Balance of Plant | Electrical |  | 3629 | Other switchyard or high voltage system problems - external
200 | Nuclear | Balance of Plant | Electrical |  | 3629 | Other switchyard or high voltage system problems - external
300 | Gas Turbine/Jet Engine (Simple Cycle Operation) | Balance of Plant | Electrical |  | 3629 | Other switchyard or high voltage system problems - external
400 | Internal Combustion/Reciprocating Engines | Balance of Plant | Electrical |  | 3629 | Other switchyard or high voltage system problems - external
500 | Pumped Storage/Hydro | Balance of Plant | Electrical |  | 3629 | Other switchyard or high voltage system problems - external
650 | Fluidized Bed | Balance of Plant | Electrical |  | 3629 | Other switchyard or high voltage system problems - external
800 | Miscellaneous | Balance of Plant | Electrical |  | 3629 | Other switchyard or high voltage system problems - external
810 | Multi-boiler/Multi-turbine | Balance of Plant | Electrical |  | 3629 | Other switchyard or high voltage system problems - external
830 | Geothermal | Balance of Plant | Electrical |  | 3629 | Other switchyard or high voltage system problems - external
850 | Combined Cycle Block | Balance of Plant | Electrical |  | 3629 | Other switchyard or high voltage system problems - external
851 | CC GT units | Balance of Plant | Electrical |  | 3629 | Other switchyard or high voltage system problems - external
852 | CC steam units | Balance of Plant | Electrical |  | 3629 | Other switchyard or high voltage system problems - external
860 | Co-generator Block | Balance of Plant | Electrical |  | 3629 | Other switchyard or high voltage system problems - external
861 | CoG GT units | Balance of Plant | Electrical |  | 3629 | Other switchyard or high voltage system problems - external
862 | CoG steam units | Balance of Plant | Electrical |  | 3629 | Other switchyard or high voltage system problems - external
100 | Fossil-Steam | Balance of Plant | Electrical |  | 3630 | 400-700 volt transformers
200 | Nuclear | Balance of Plant | Electrical |  | 3630 | 400-700 volt transformers
300 | Gas Turbine/Jet Engine (Simple Cycle Operation) | Balance of Plant | Electrical |  | 3630 | 400-700 volt transformers
400 | Internal Combustion/Reciprocating Engines | Balance of Plant | Electrical |  | 3630 | 400-700 volt transformers
500 | Pumped Storage/Hydro | Balance of Plant | Electrical |  | 3630 | 400-700 volt transformers
650 | Fluidized Bed | Balance of Plant | Electrical |  | 3630 | 400-700 volt transformers
800 | Miscellaneous | Balance of Plant | Electrical |  | 3630 | 400-700 volt transformers
810 | Multi-boiler/Multi-turbine | Balance of Plant | Electrical |  | 3630 | 400-700 volt transformers
830 | Geothermal | Balance of Plant | Electrical |  | 3630 | 400-700 volt transformers
850 | Combined Cycle Block | Balance of Plant | Electrical |  | 3630 | 400-700 volt transformers
851 | CC GT units | Balance of Plant | Electrical |  | 3630 | 400-700 volt transformers
852 | CC steam units | Balance of Plant | Electrical |  | 3630 | 400-700 volt transformers
860 | Co-generator Block | Balance of Plant | Electrical |  | 3630 | 400-700 volt transformers
861 | CoG GT units | Balance of Plant | Electrical |  | 3630 | 400-700 volt transformers
862 | CoG steam units | Balance of Plant | Electrical |  | 3630 | 400-700 volt transformers
100 | Fossil-Steam | Balance of Plant | Electrical |  | 3631 | 400-700 volt circuit breakers
200 | Nuclear | Balance of Plant | Electrical |  | 3631 | 400-700 volt circuit breakers
300 | Gas Turbine/Jet Engine (Simple Cycle Operation) | Balance of Plant | Electrical |  | 3631 | 400-700 volt circuit breakers
400 | Internal Combustion/Reciprocating Engines | Balance of Plant | Electrical |  | 3631 | 400-700 volt circuit breakers
500 | Pumped Storage/Hydro | Balance of Plant | Electrical |  | 3631 | 400-700 volt circuit breakers
650 | Fluidized Bed | Balance of Plant | Electrical |  | 3631 | 400-700 volt circuit breakers
800 | Miscellaneous | Balance of Plant | Electrical |  | 3631 | 400-700 volt circuit breakers
810 | Multi-boiler/Multi-turbine | Balance of Plant | Electrical |  | 3631 | 400-700 volt circuit breakers
830 | Geothermal | Balance of Plant | Electrical |  | 3631 | 400-700 volt circuit breakers
850 | Combined Cycle Block | Balance of Plant | Electrical |  | 3631 | 400-700 volt circuit breakers
851 | CC GT units | Balance of Plant | Electrical |  | 3631 | 400-700 volt circuit breakers
852 | CC steam units | Balance of Plant | Electrical |  | 3631 | 400-700 volt circuit breakers
860 | Co-generator Block | Balance of Plant | Electrical |  | 3631 | 400-700 volt circuit breakers
861 | CoG GT units | Balance of Plant | Electrical |  | 3631 | 400-700 volt circuit breakers
862 | CoG steam units | Balance of Plant | Electrical |  | 3631 | 400-700 volt circuit breakers
100 | Fossil-Steam | Balance of Plant | Electrical |  | 3632 | 400-700 volt conductors and buses
200 | Nuclear | Balance of Plant | Electrical |  | 3632 | 400-700 volt conductors and buses
300 | Gas Turbine/Jet Engine (Simple Cycle Operation) | Balance of Plant | Electrical |  | 3632 | 400-700 volt conductors and buses
400 | Internal Combustion/Reciprocating Engines | Balance of Plant | Electrical |  | 3632 | 400-700 volt conductors and buses
500 | Pumped Storage/Hydro | Balance of Plant | Electrical |  | 3632 | 400-700 volt conductors and buses
650 | Fluidized Bed | Balance of Plant | Electrical |  | 3632 | 400-700 volt conductors and buses
800 | Miscellaneous | Balance of Plant | Electrical |  | 3632 | 400-700 volt conductors and buses
810 | Multi-boiler/Multi-turbine | Balance of Plant | Electrical |  | 3632 | 400-700 volt conductors and buses
830 | Geothermal | Balance of Plant | Electrical |  | 3632 | 400-700 volt conductors and buses
850 | Combined Cycle Block | Balance of Plant | Electrical |  | 3632 | 400-700 volt conductors and buses
851 | CC GT units | Balance of Plant | Electrical |  | 3632 | 400-700 volt conductors and buses
852 | CC steam units | Balance of Plant | Electrical |  | 3632 | 400-700 volt conductors and buses
860 | Co-generator Block | Balance of Plant | Electrical |  | 3632 | 400-700 volt conductors and buses
861 | CoG GT units | Balance of Plant | Electrical |  | 3632 | 400-700 volt conductors and buses
862 | CoG steam units | Balance of Plant | Electrical |  | 3632 | 400-700 volt conductors and buses
100 | Fossil-Steam | Balance of Plant | Electrical |  | 3633 | 400-700 volt insulators
200 | Nuclear | Balance of Plant | Electrical |  | 3633 | 400-700 volt insulators
300 | Gas Turbine/Jet Engine (Simple Cycle Operation) | Balance of Plant | Electrical |  | 3633 | 400-700 volt insulators
400 | Internal Combustion/Reciprocating Engines | Balance of Plant | Electrical |  | 3633 | 400-700 volt insulators
500 | Pumped Storage/Hydro | Balance of Plant | Electrical |  | 3633 | 400-700 volt insulators
650 | Fluidized Bed | Balance of Plant | Electrical |  | 3633 | 400-700 volt insulators
800 | Miscellaneous | Balance of Plant | Electrical |  | 3633 | 400-700 volt insulators
810 | Multi-boiler/Multi-turbine | Balance of Plant | Electrical |  | 3633 | 400-700 volt insulators
830 | Geothermal | Balance of Plant | Electrical |  | 3633 | 400-700 volt insulators
850 | Combined Cycle Block | Balance of Plant | Electrical |  | 3633 | 400-700 volt insulators
851 | CC GT units | Balance of Plant | Electrical |  | 3633 | 400-700 volt insulators
852 | CC steam units | Balance of Plant | Electrical |  | 3633 | 400-700 volt insulators
860 | Co-generator Block | Balance of Plant | Electrical |  | 3633 | 400-700 volt insulators
861 | CoG GT units | Balance of Plant | Electrical |  | 3633 | 400-700 volt insulators
862 | CoG steam units | Balance of Plant | Electrical |  | 3633 | 400-700 volt insulators
100 | Fossil-Steam | Balance of Plant | Electrical |  | 3634 | 400-700 volt protection devices
200 | Nuclear | Balance of Plant | Electrical |  | 3634 | 400-700 volt protection devices
300 | Gas Turbine/Jet Engine (Simple Cycle Operation) | Balance of Plant | Electrical |  | 3634 | 400-700 volt protection devices
400 | Internal Combustion/Reciprocating Engines | Balance of Plant | Electrical |  | 3634 | 400-700 volt protection devices
500 | Pumped Storage/Hydro | Balance of Plant | Electrical |  | 3634 | 400-700 volt protection devices
650 | Fluidized Bed | Balance of Plant | Electrical |  | 3634 | 400-700 volt protection devices
800 | Miscellaneous | Balance of Plant | Electrical |  | 3634 | 400-700 volt protection devices
810 | Multi-boiler/Multi-turbine | Balance of Plant | Electrical |  | 3634 | 400-700 volt protection devices
830 | Geothermal | Balance of Plant | Electrical |  | 3634 | 400-700 volt protection devices
850 | Combined Cycle Block | Balance of Plant | Electrical |  | 3634 | 400-700 volt protection devices
851 | CC GT units | Balance of Plant | Electrical |  | 3634 | 400-700 volt protection devices
852 | CC steam units | Balance of Plant | Electrical |  | 3634 | 400-700 volt protection devices
860 | Co-generator Block | Balance of Plant | Electrical |  | 3634 | 400-700 volt protection devices
861 | CoG GT units | Balance of Plant | Electrical |  | 3634 | 400-700 volt protection devices
862 | CoG steam units | Balance of Plant | Electrical |  | 3634 | 400-700 volt protection devices
100 | Fossil-Steam | Balance of Plant | Electrical |  | 3639 | Other 400-700 volt problems
200 | Nuclear | Balance of Plant | Electrical |  | 3639 | Other 400-700 volt problems
300 | Gas Turbine/Jet Engine (Simple Cycle Operation) | Balance of Plant | Electrical |  | 3639 | Other 400-700 volt problems
400 | Internal Combustion/Reciprocating Engines | Balance of Plant | Electrical |  | 3639 | Other 400-700 volt problems
500 | Pumped Storage/Hydro | Balance of Plant | Electrical |  | 3639 | Other 400-700 volt problems
650 | Fluidized Bed | Balance of Plant | Electrical |  | 3639 | Other 400-700 volt problems
800 | Miscellaneous | Balance of Plant | Electrical |  | 3639 | Other 400-700 volt problems
810 | Multi-boiler/Multi-turbine | Balance of Plant | Electrical |  | 3639 | Other 400-700 volt problems
830 | Geothermal | Balance of Plant | Electrical |  | 3639 | Other 400-700 volt problems
850 | Combined Cycle Block | Balance of Plant | Electrical |  | 3639 | Other 400-700 volt problems
851 | CC GT units | Balance of Plant | Electrical |  | 3639 | Other 400-700 volt problems
852 | CC steam units | Balance of Plant | Electrical |  | 3639 | Other 400-700 volt problems
860 | Co-generator Block | Balance of Plant | Electrical |  | 3639 | Other 400-700 volt problems
861 | CoG GT units | Balance of Plant | Electrical |  | 3639 | Other 400-700 volt problems
862 | CoG steam units | Balance of Plant | Electrical |  | 3639 | Other 400-700 volt problems
100 | Fossil-Steam | Balance of Plant | Electrical |  | 3640 | AC instrument power transformers
200 | Nuclear | Balance of Plant | Electrical |  | 3640 | AC instrument power transformers
300 | Gas Turbine/Jet Engine (Simple Cycle Operation) | Balance of Plant | Electrical |  | 3640 | AC instrument power transformers
400 | Internal Combustion/Reciprocating Engines | Balance of Plant | Electrical |  | 3640 | AC instrument power transformers
500 | Pumped Storage/Hydro | Balance of Plant | Electrical |  | 3640 | AC instrument power transformers
650 | Fluidized Bed | Balance of Plant | Electrical |  | 3640 | AC instrument power transformers
800 | Miscellaneous | Balance of Plant | Electrical |  | 3640 | AC instrument power transformers
810 | Multi-boiler/Multi-turbine | Balance of Plant | Electrical |  | 3640 | AC instrument power transformers
830 | Geothermal | Balance of Plant | Electrical |  | 3640 | AC instrument power transformers
850 | Combined Cycle Block | Balance of Plant | Electrical |  | 3640 | AC instrument power transformers
851 | CC GT units | Balance of Plant | Electrical |  | 3640 | AC instrument power transformers
852 | CC steam units | Balance of Plant | Electrical |  | 3640 | AC instrument power transformers
860 | Co-generator Block | Balance of Plant | Electrical |  | 3640 | AC instrument power transformers
861 | CoG GT units | Balance of Plant | Electrical |  | 3640 | AC instrument power transformers
862 | CoG steam units | Balance of Plant | Electrical |  | 3640 | AC instrument power transformers
100 | Fossil-Steam | Balance of Plant | Electrical |  | 3641 | AC Circuit breakers
200 | Nuclear | Balance of Plant | Electrical |  | 3641 | AC Circuit breakers
300 | Gas Turbine/Jet Engine (Simple Cycle Operation) | Balance of Plant | Electrical |  | 3641 | AC Circuit breakers
400 | Internal Combustion/Reciprocating Engines | Balance of Plant | Electrical |  | 3641 | AC Circuit breakers
500 | Pumped Storage/Hydro | Balance of Plant | Electrical |  | 3641 | AC Circuit breakers
650 | Fluidized Bed | Balance of Plant | Electrical |  | 3641 | AC Circuit breakers
800 | Miscellaneous | Balance of Plant | Electrical |  | 3641 | AC Circuit breakers
810 | Multi-boiler/Multi-turbine | Balance of Plant | Electrical |  | 3641 | AC Circuit breakers
830 | Geothermal | Balance of Plant | Electrical |  | 3641 | AC Circuit breakers
850 | Combined Cycle Block | Balance of Plant | Electrical |  | 3641 | AC Circuit breakers
851 | CC GT units | Balance of Plant | Electrical |  | 3641 | AC Circuit breakers
852 | CC steam units | Balance of Plant | Electrical |  | 3641 | AC Circuit breakers
860 | Co-generator Block | Balance of Plant | Electrical |  | 3641 | AC Circuit breakers
861 | CoG GT units | Balance of Plant | Electrical |  | 3641 | AC Circuit breakers
862 | CoG steam units | Balance of Plant | Electrical |  | 3641 | AC Circuit breakers
100 | Fossil-Steam | Balance of Plant | Electrical |  | 3642 | AC Conductors and buses
200 | Nuclear | Balance of Plant | Electrical |  | 3642 | AC Conductors and buses
300 | Gas Turbine/Jet Engine (Simple Cycle Operation) | Balance of Plant | Electrical |  | 3642 | AC Conductors and buses
400 | Internal Combustion/Reciprocating Engines | Balance of Plant | Electrical |  | 3642 | AC Conductors and buses
500 | Pumped Storage/Hydro | Balance of Plant | Electrical |  | 3642 | AC Conductors and buses
650 | Fluidized Bed | Balance of Plant | Electrical |  | 3642 | AC Conductors and buses
800 | Miscellaneous | Balance of Plant | Electrical |  | 3642 | AC Conductors and buses
810 | Multi-boiler/Multi-turbine | Balance of Plant | Electrical |  | 3642 | AC Conductors and buses
830 | Geothermal | Balance of Plant | Electrical |  | 3642 | AC Conductors and buses
850 | Combined Cycle Block | Balance of Plant | Electrical |  | 3642 | AC Conductors and buses
851 | CC GT units | Balance of Plant | Electrical |  | 3642 | AC Conductors and buses
852 | CC steam units | Balance of Plant | Electrical |  | 3642 | AC Conductors and buses
860 | Co-generator Block | Balance of Plant | Electrical |  | 3642 | AC Conductors and buses
861 | CoG GT units | Balance of Plant | Electrical |  | 3642 | AC Conductors and buses
862 | CoG steam units | Balance of Plant | Electrical |  | 3642 | AC Conductors and buses
100 | Fossil-Steam | Balance of Plant | Electrical |  | 3643 | AC Inverters
200 | Nuclear | Balance of Plant | Electrical |  | 3643 | AC Inverters
300 | Gas Turbine/Jet Engine (Simple Cycle Operation) | Balance of Plant | Electrical |  | 3643 | AC Inverters
400 | Internal Combustion/Reciprocating Engines | Balance of Plant | Electrical |  | 3643 | AC Inverters
500 | Pumped Storage/Hydro | Balance of Plant | Electrical |  | 3643 | AC Inverters
650 | Fluidized Bed | Balance of Plant | Electrical |  | 3643 | AC Inverters
800 | Miscellaneous | Balance of Plant | Electrical |  | 3643 | AC Inverters
810 | Multi-boiler/Multi-turbine | Balance of Plant | Electrical |  | 3643 | AC Inverters
830 | Geothermal | Balance of Plant | Electrical |  | 3643 | AC Inverters
850 | Combined Cycle Block | Balance of Plant | Electrical |  | 3643 | AC Inverters
851 | CC GT units | Balance of Plant | Electrical |  | 3643 | AC Inverters
852 | CC steam units | Balance of Plant | Electrical |  | 3643 | AC Inverters
860 | Co-generator Block | Balance of Plant | Electrical |  | 3643 | AC Inverters
861 | CoG GT units | Balance of Plant | Electrical |  | 3643 | AC Inverters
862 | CoG steam units | Balance of Plant | Electrical |  | 3643 | AC Inverters
100 | Fossil-Steam | Balance of Plant | Electrical |  | 3644 | AC Protection devices
200 | Nuclear | Balance of Plant | Electrical |  | 3644 | AC Protection devices
300 | Gas Turbine/Jet Engine (Simple Cycle Operation) | Balance of Plant | Electrical |  | 3644 | AC Protection devices
400 | Internal Combustion/Reciprocating Engines | Balance of Plant | Electrical |  | 3644 | AC Protection devices
500 | Pumped Storage/Hydro | Balance of Plant | Electrical |  | 3644 | AC Protection devices
650 | Fluidized Bed | Balance of Plant | Electrical |  | 3644 | AC Protection devices
800 | Miscellaneous | Balance of Plant | Electrical |  | 3644 | AC Protection devices
810 | Multi-boiler/Multi-turbine | Balance of Plant | Electrical |  | 3644 | AC Protection devices
830 | Geothermal | Balance of Plant | Electrical |  | 3644 | AC Protection devices
850 | Combined Cycle Block | Balance of Plant | Electrical |  | 3644 | AC Protection devices
851 | CC GT units | Balance of Plant | Electrical |  | 3644 | AC Protection devices
852 | CC steam units | Balance of Plant | Electrical |  | 3644 | AC Protection devices
860 | Co-generator Block | Balance of Plant | Electrical |  | 3644 | AC Protection devices
861 | CoG GT units | Balance of Plant | Electrical |  | 3644 | AC Protection devices
862 | CoG steam units | Balance of Plant | Electrical |  | 3644 | AC Protection devices
100 | Fossil-Steam | Balance of Plant | Electrical |  | 3649 | Other AC instrument power problems
200 | Nuclear | Balance of Plant | Electrical |  | 3649 | Other AC instrument power problems
300 | Gas Turbine/Jet Engine (Simple Cycle Operation) | Balance of Plant | Electrical |  | 3649 | Other AC instrument power problems
400 | Internal Combustion/Reciprocating Engines | Balance of Plant | Electrical |  | 3649 | Other AC instrument power problems
500 | Pumped Storage/Hydro | Balance of Plant | Electrical |  | 3649 | Other AC instrument power problems
650 | Fluidized Bed | Balance of Plant | Electrical |  | 3649 | Other AC instrument power problems
800 | Miscellaneous | Balance of Plant | Electrical |  | 3649 | Other AC instrument power problems
810 | Multi-boiler/Multi-turbine | Balance of Plant | Electrical |  | 3649 | Other AC instrument power problems
830 | Geothermal | Balance of Plant | Electrical |  | 3649 | Other AC instrument power problems
850 | Combined Cycle Block | Balance of Plant | Electrical |  | 3649 | Other AC instrument power problems
851 | CC GT units | Balance of Plant | Electrical |  | 3649 | Other AC instrument power problems
852 | CC steam units | Balance of Plant | Electrical |  | 3649 | Other AC instrument power problems
860 | Co-generator Block | Balance of Plant | Electrical |  | 3649 | Other AC instrument power problems
861 | CoG GT units | Balance of Plant | Electrical |  | 3649 | Other AC instrument power problems
862 | CoG steam units | Balance of Plant | Electrical |  | 3649 | Other AC instrument power problems
100 | Fossil-Steam | Balance of Plant | Electrical |  | 3650 | DC instrument power battery chargers
200 | Nuclear | Balance of Plant | Electrical |  | 3650 | DC instrument power battery chargers
300 | Gas Turbine/Jet Engine (Simple Cycle Operation) | Balance of Plant | Electrical |  | 3650 | DC instrument power battery chargers
400 | Internal Combustion/Reciprocating Engines | Balance of Plant | Electrical |  | 3650 | DC instrument power battery chargers
500 | Pumped Storage/Hydro | Balance of Plant | Electrical |  | 3650 | DC instrument power battery chargers
650 | Fluidized Bed | Balance of Plant | Electrical |  | 3650 | DC instrument power battery chargers
800 | Miscellaneous | Balance of Plant | Electrical |  | 3650 | DC instrument power battery chargers
810 | Multi-boiler/Multi-turbine | Balance of Plant | Electrical |  | 3650 | DC instrument power battery chargers
830 | Geothermal | Balance of Plant | Electrical |  | 3650 | DC instrument power battery chargers
850 | Combined Cycle Block | Balance of Plant | Electrical |  | 3650 | DC instrument power battery chargers
851 | CC GT units | Balance of Plant | Electrical |  | 3650 | DC instrument power battery chargers
852 | CC steam units | Balance of Plant | Electrical |  | 3650 | DC instrument power battery chargers
860 | Co-generator Block | Balance of Plant | Electrical |  | 3650 | DC instrument power battery chargers
861 | CoG GT units | Balance of Plant | Electrical |  | 3650 | DC instrument power battery chargers
862 | CoG steam units | Balance of Plant | Electrical |  | 3650 | DC instrument power battery chargers
100 | Fossil-Steam | Balance of Plant | Electrical |  | 3651 | DC circuit breakers
200 | Nuclear | Balance of Plant | Electrical |  | 3651 | DC circuit breakers
300 | Gas Turbine/Jet Engine (Simple Cycle Operation) | Balance of Plant | Electrical |  | 3651 | DC circuit breakers
400 | Internal Combustion/Reciprocating Engines | Balance of Plant | Electrical |  | 3651 | DC circuit breakers
500 | Pumped Storage/Hydro | Balance of Plant | Electrical |  | 3651 | DC circuit breakers
650 | Fluidized Bed | Balance of Plant | Electrical |  | 3651 | DC circuit breakers
800 | Miscellaneous | Balance of Plant | Electrical |  | 3651 | DC circuit breakers
810 | Multi-boiler/Multi-turbine | Balance of Plant | Electrical |  | 3651 | DC circuit breakers
830 | Geothermal | Balance of Plant | Electrical |  | 3651 | DC circuit breakers
850 | Combined Cycle Block | Balance of Plant | Electrical |  | 3651 | DC circuit breakers
851 | CC GT units | Balance of Plant | Electrical |  | 3651 | DC circuit breakers
852 | CC steam units | Balance of Plant | Electrical |  | 3651 | DC circuit breakers
860 | Co-generator Block | Balance of Plant | Electrical |  | 3651 | DC circuit breakers
861 | CoG GT units | Balance of Plant | Electrical |  | 3651 | DC circuit breakers
862 | CoG steam units | Balance of Plant | Electrical |  | 3651 | DC circuit breakers
100 | Fossil-Steam | Balance of Plant | Electrical |  | 3652 | DC conductors and buses
200 | Nuclear | Balance of Plant | Electrical |  | 3652 | DC conductors and buses
300 | Gas Turbine/Jet Engine (Simple Cycle Operation) | Balance of Plant | Electrical |  | 3652 | DC conductors and buses
400 | Internal Combustion/Reciprocating Engines | Balance of Plant | Electrical |  | 3652 | DC conductors and buses
500 | Pumped Storage/Hydro | Balance of Plant | Electrical |  | 3652 | DC conductors and buses
650 | Fluidized Bed | Balance of Plant | Electrical |  | 3652 | DC conductors and buses
800 | Miscellaneous | Balance of Plant | Electrical |  | 3652 | DC conductors and buses
810 | Multi-boiler/Multi-turbine | Balance of Plant | Electrical |  | 3652 | DC conductors and buses
830 | Geothermal | Balance of Plant | Electrical |  | 3652 | DC conductors and buses
850 | Combined Cycle Block | Balance of Plant | Electrical |  | 3652 | DC conductors and buses
851 | CC GT units | Balance of Plant | Electrical |  | 3652 | DC conductors and buses
852 | CC steam units | Balance of Plant | Electrical |  | 3652 | DC conductors and buses
860 | Co-generator Block | Balance of Plant | Electrical |  | 3652 | DC conductors and buses
861 | CoG GT units | Balance of Plant | Electrical |  | 3652 | DC conductors and buses
862 | CoG steam units | Balance of Plant | Electrical |  | 3652 | DC conductors and buses
100 | Fossil-Steam | Balance of Plant | Electrical |  | 3653 | DC protection devices
200 | Nuclear | Balance of Plant | Electrical |  | 3653 | DC protection devices
300 | Gas Turbine/Jet Engine (Simple Cycle Operation) | Balance of Plant | Electrical |  | 3653 | DC protection devices
400 | Internal Combustion/Reciprocating Engines | Balance of Plant | Electrical |  | 3653 | DC protection devices
500 | Pumped Storage/Hydro | Balance of Plant | Electrical |  | 3653 | DC protection devices
650 | Fluidized Bed | Balance of Plant | Electrical |  | 3653 | DC protection devices
800 | Miscellaneous | Balance of Plant | Electrical |  | 3653 | DC protection devices
810 | Multi-boiler/Multi-turbine | Balance of Plant | Electrical |  | 3653 | DC protection devices
830 | Geothermal | Balance of Plant | Electrical |  | 3653 | DC protection devices
850 | Combined Cycle Block | Balance of Plant | Electrical |  | 3653 | DC protection devices
851 | CC GT units | Balance of Plant | Electrical |  | 3653 | DC protection devices
852 | CC steam units | Balance of Plant | Electrical |  | 3653 | DC protection devices
860 | Co-generator Block | Balance of Plant | Electrical |  | 3653 | DC protection devices
861 | CoG GT units | Balance of Plant | Electrical |  | 3653 | DC protection devices
862 | CoG steam units | Balance of Plant | Electrical |  | 3653 | DC protection devices
100 | Fossil-Steam | Balance of Plant | Electrical |  | 3659 | Other DC power problems
200 | Nuclear | Balance of Plant | Electrical |  | 3659 | Other DC power problems
300 | Gas Turbine/Jet Engine (Simple Cycle Operation) | Balance of Plant | Electrical |  | 3659 | Other DC power problems
400 | Internal Combustion/Reciprocating Engines | Balance of Plant | Electrical |  | 3659 | Other DC power problems
500 | Pumped Storage/Hydro | Balance of Plant | Electrical |  | 3659 | Other DC power problems
650 | Fluidized Bed | Balance of Plant | Electrical |  | 3659 | Other DC power problems
800 | Miscellaneous | Balance of Plant | Electrical |  | 3659 | Other DC power problems
810 | Multi-boiler/Multi-turbine | Balance of Plant | Electrical |  | 3659 | Other DC power problems
830 | Geothermal | Balance of Plant | Electrical |  | 3659 | Other DC power problems
850 | Combined Cycle Block | Balance of Plant | Electrical |  | 3659 | Other DC power problems
851 | CC GT units | Balance of Plant | Electrical |  | 3659 | Other DC power problems
852 | CC steam units | Balance of Plant | Electrical |  | 3659 | Other DC power problems
860 | Co-generator Block | Balance of Plant | Electrical |  | 3659 | Other DC power problems
861 | CoG GT units | Balance of Plant | Electrical |  | 3659 | Other DC power problems
862 | CoG steam units | Balance of Plant | Electrical |  | 3659 | Other DC power problems
100 | Fossil-Steam | Balance of Plant | Electrical |  | 3660 | 4000-7000 volt transformers
200 | Nuclear | Balance of Plant | Electrical |  | 3660 | 4000-7000 volt transformers
300 | Gas Turbine/Jet Engine (Simple Cycle Operation) | Balance of Plant | Electrical |  | 3660 | 4000-7000 volt transformers
400 | Internal Combustion/Reciprocating Engines | Balance of Plant | Electrical |  | 3660 | 4000-7000 volt transformers
500 | Pumped Storage/Hydro | Balance of Plant | Electrical |  | 3660 | 4000-7000 volt transformers
650 | Fluidized Bed | Balance of Plant | Electrical |  | 3660 | 4000-7000 volt transformers
800 | Miscellaneous | Balance of Plant | Electrical |  | 3660 | 4000-7000 volt transformers
810 | Multi-boiler/Multi-turbine | Balance of Plant | Electrical |  | 3660 | 4000-7000 volt transformers
830 | Geothermal | Balance of Plant | Electrical |  | 3660 | 4000-7000 volt transformers
850 | Combined Cycle Block | Balance of Plant | Electrical |  | 3660 | 4000-7000 volt transformers
851 | CC GT units | Balance of Plant | Electrical |  | 3660 | 4000-7000 volt transformers
852 | CC steam units | Balance of Plant | Electrical |  | 3660 | 4000-7000 volt transformers
860 | Co-generator Block | Balance of Plant | Electrical |  | 3660 | 4000-7000 volt transformers
861 | CoG GT units | Balance of Plant | Electrical |  | 3660 | 4000-7000 volt transformers
862 | CoG steam units | Balance of Plant | Electrical |  | 3660 | 4000-7000 volt transformers
100 | Fossil-Steam | Balance of Plant | Electrical |  | 3661 | 4000-7000 volt circuit breakers
200 | Nuclear | Balance of Plant | Electrical |  | 3661 | 4000-7000 volt circuit breakers
300 | Gas Turbine/Jet Engine (Simple Cycle Operation) | Balance of Plant | Electrical |  | 3661 | 4000-7000 volt circuit breakers
400 | Internal Combustion/Reciprocating Engines | Balance of Plant | Electrical |  | 3661 | 4000-7000 volt circuit breakers
500 | Pumped Storage/Hydro | Balance of Plant | Electrical |  | 3661 | 4000-7000 volt circuit breakers
650 | Fluidized Bed | Balance of Plant | Electrical |  | 3661 | 4000-7000 volt circuit breakers
800 | Miscellaneous | Balance of Plant | Electrical |  | 3661 | 4000-7000 volt circuit breakers
810 | Multi-boiler/Multi-turbine | Balance of Plant | Electrical |  | 3661 | 4000-7000 volt circuit breakers
830 | Geothermal | Balance of Plant | Electrical |  | 3661 | 4000-7000 volt circuit breakers
850 | Combined Cycle Block | Balance of Plant | Electrical |  | 3661 | 4000-7000 volt circuit breakers
851 | CC GT units | Balance of Plant | Electrical |  | 3661 | 4000-7000 volt circuit breakers
852 | CC steam units | Balance of Plant | Electrical |  | 3661 | 4000-7000 volt circuit breakers
860 | Co-generator Block | Balance of Plant | Electrical |  | 3661 | 4000-7000 volt circuit breakers
861 | CoG GT units | Balance of Plant | Electrical |  | 3661 | 4000-7000 volt circuit breakers
862 | CoG steam units | Balance of Plant | Electrical |  | 3661 | 4000-7000 volt circuit breakers
100 | Fossil-Steam | Balance of Plant | Electrical |  | 3662 | 4000-7000 volt conductors and buses
200 | Nuclear | Balance of Plant | Electrical |  | 3662 | 4000-7000 volt conductors and buses
300 | Gas Turbine/Jet Engine (Simple Cycle Operation) | Balance of Plant | Electrical |  | 3662 | 4000-7000 volt conductors and buses
400 | Internal Combustion/Reciprocating Engines | Balance of Plant | Electrical |  | 3662 | 4000-7000 volt conductors and buses
500 | Pumped Storage/Hydro | Balance of Plant | Electrical |  | 3662 | 4000-7000 volt conductors and buses
650 | Fluidized Bed | Balance of Plant | Electrical |  | 3662 | 4000-7000 volt conductors and buses
800 | Miscellaneous | Balance of Plant | Electrical |  | 3662 | 4000-7000 volt conductors and buses
810 | Multi-boiler/Multi-turbine | Balance of Plant | Electrical |  | 3662 | 4000-7000 volt conductors and buses
830 | Geothermal | Balance of Plant | Electrical |  | 3662 | 4000-7000 volt conductors and buses
850 | Combined Cycle Block | Balance of Plant | Electrical |  | 3662 | 4000-7000 volt conductors and buses
851 | CC GT units | Balance of Plant | Electrical |  | 3662 | 4000-7000 volt conductors and buses
852 | CC steam units | Balance of Plant | Electrical |  | 3662 | 4000-7000 volt conductors and buses
860 | Co-generator Block | Balance of Plant | Electrical |  | 3662 | 4000-7000 volt conductors and buses
861 | CoG GT units | Balance of Plant | Electrical |  | 3662 | 4000-7000 volt conductors and buses
862 | CoG steam units | Balance of Plant | Electrical |  | 3662 | 4000-7000 volt conductors and buses
100 | Fossil-Steam | Balance of Plant | Electrical |  | 3663 | 4000-7000 volt insulators
200 | Nuclear | Balance of Plant | Electrical |  | 3663 | 4000-7000 volt insulators
300 | Gas Turbine/Jet Engine (Simple Cycle Operation) | Balance of Plant | Electrical |  | 3663 | 4000-7000 volt insulators
400 | Internal Combustion/Reciprocating Engines | Balance of Plant | Electrical |  | 3663 | 4000-7000 volt insulators
500 | Pumped Storage/Hydro | Balance of Plant | Electrical |  | 3663 | 4000-7000 volt insulators
650 | Fluidized Bed | Balance of Plant | Electrical |  | 3663 | 4000-7000 volt insulators
800 | Miscellaneous | Balance of Plant | Electrical |  | 3663 | 4000-7000 volt insulators
810 | Multi-boiler/Multi-turbine | Balance of Plant | Electrical |  | 3663 | 4000-7000 volt insulators
830 | Geothermal | Balance of Plant | Electrical |  | 3663 | 4000-7000 volt insulators
850 | Combined Cycle Block | Balance of Plant | Electrical |  | 3663 | 4000-7000 volt insulators
851 | CC GT units | Balance of Plant | Electrical |  | 3663 | 4000-7000 volt insulators
852 | CC steam units | Balance of Plant | Electrical |  | 3663 | 4000-7000 volt insulators
860 | Co-generator Block | Balance of Plant | Electrical |  | 3663 | 4000-7000 volt insulators
861 | CoG GT units | Balance of Plant | Electrical |  | 3663 | 4000-7000 volt insulators
862 | CoG steam units | Balance of Plant | Electrical |  | 3663 | 4000-7000 volt insulators
100 | Fossil-Steam | Balance of Plant | Electrical |  | 3664 | 4000-7000 volt protection devices
200 | Nuclear | Balance of Plant | Electrical |  | 3664 | 4000-7000 volt protection devices
300 | Gas Turbine/Jet Engine (Simple Cycle Operation) | Balance of Plant | Electrical |  | 3664 | 4000-7000 volt protection devices
400 | Internal Combustion/Reciprocating Engines | Balance of Plant | Electrical |  | 3664 | 4000-7000 volt protection devices
500 | Pumped Storage/Hydro | Balance of Plant | Electrical |  | 3664 | 4000-7000 volt protection devices
650 | Fluidized Bed | Balance of Plant | Electrical |  | 3664 | 4000-7000 volt protection devices
800 | Miscellaneous | Balance of Plant | Electrical |  | 3664 | 4000-7000 volt protection devices
810 | Multi-boiler/Multi-turbine | Balance of Plant | Electrical |  | 3664 | 4000-7000 volt protection devices
830 | Geothermal | Balance of Plant | Electrical |  | 3664 | 4000-7000 volt protection devices
850 | Combined Cycle Block | Balance of Plant | Electrical |  | 3664 | 4000-7000 volt protection devices
851 | CC GT units | Balance of Plant | Electrical |  | 3664 | 4000-7000 volt protection devices
852 | CC steam units | Balance of Plant | Electrical |  | 3664 | 4000-7000 volt protection devices
860 | Co-generator Block | Balance of Plant | Electrical |  | 3664 | 4000-7000 volt protection devices
861 | CoG GT units | Balance of Plant | Electrical |  | 3664 | 4000-7000 volt protection devices
862 | CoG steam units | Balance of Plant | Electrical |  | 3664 | 4000-7000 volt protection devices
100 | Fossil-Steam | Balance of Plant | Electrical |  | 3669 | Other 4000-7000 volt problems
200 | Nuclear | Balance of Plant | Electrical |  | 3669 | Other 4000-7000 volt problems
300 | Gas Turbine/Jet Engine (Simple Cycle Operation) | Balance of Plant | Electrical |  | 3669 | Other 4000-7000 volt problems
400 | Internal Combustion/Reciprocating Engines | Balance of Plant | Electrical |  | 3669 | Other 4000-7000 volt problems
500 | Pumped Storage/Hydro | Balance of Plant | Electrical |  | 3669 | Other 4000-7000 volt problems
650 | Fluidized Bed | Balance of Plant | Electrical |  | 3669 | Other 4000-7000 volt problems
800 | Miscellaneous | Balance of Plant | Electrical |  | 3669 | Other 4000-7000 volt problems
810 | Multi-boiler/Multi-turbine | Balance of Plant | Electrical |  | 3669 | Other 4000-7000 volt problems
830 | Geothermal | Balance of Plant | Electrical |  | 3669 | Other 4000-7000 volt problems
850 | Combined Cycle Block | Balance of Plant | Electrical |  | 3669 | Other 4000-7000 volt problems
851 | CC GT units | Balance of Plant | Electrical |  | 3669 | Other 4000-7000 volt problems
852 | CC steam units | Balance of Plant | Electrical |  | 3669 | Other 4000-7000 volt problems
860 | Co-generator Block | Balance of Plant | Electrical |  | 3669 | Other 4000-7000 volt problems
861 | CoG GT units | Balance of Plant | Electrical |  | 3669 | Other 4000-7000 volt problems
862 | CoG steam units | Balance of Plant | Electrical |  | 3669 | Other 4000-7000 volt problems
100 | Fossil-Steam | Balance of Plant | Electrical |  | 3670 | 12-15kV transformers
200 | Nuclear | Balance of Plant | Electrical |  | 3670 | 12-15kV transformers
300 | Gas Turbine/Jet Engine (Simple Cycle Operation) | Balance of Plant | Electrical |  | 3670 | 12-15kV transformers
400 | Internal Combustion/Reciprocating Engines | Balance of Plant | Electrical |  | 3670 | 12-15kV transformers
500 | Pumped Storage/Hydro | Balance of Plant | Electrical |  | 3670 | 12-15kV transformers
650 | Fluidized Bed | Balance of Plant | Electrical |  | 3670 | 12-15kV transformers
800 | Miscellaneous | Balance of Plant | Electrical |  | 3670 | 12-15kV transformers
810 | Multi-boiler/Multi-turbine | Balance of Plant | Electrical |  | 3670 | 12-15kV transformers
830 | Geothermal | Balance of Plant | Electrical |  | 3670 | 12-15kV transformers
850 | Combined Cycle Block | Balance of Plant | Electrical |  | 3670 | 12-15kV transformers
851 | CC GT units | Balance of Plant | Electrical |  | 3670 | 12-15kV transformers
852 | CC steam units | Balance of Plant | Electrical |  | 3670 | 12-15kV transformers
860 | Co-generator Block | Balance of Plant | Electrical |  | 3670 | 12-15kV transformers
861 | CoG GT units | Balance of Plant | Electrical |  | 3670 | 12-15kV transformers
862 | CoG steam units | Balance of Plant | Electrical |  | 3670 | 12-15kV transformers
100 | Fossil-Steam | Balance of Plant | Electrical |  | 3671 | 12-15kV circuit breakers
200 | Nuclear | Balance of Plant | Electrical |  | 3671 | 12-15kV circuit breakers
300 | Gas Turbine/Jet Engine (Simple Cycle Operation) | Balance of Plant | Electrical |  | 3671 | 12-15kV circuit breakers
400 | Internal Combustion/Reciprocating Engines | Balance of Plant | Electrical |  | 3671 | 12-15kV circuit breakers
500 | Pumped Storage/Hydro | Balance of Plant | Electrical |  | 3671 | 12-15kV circuit breakers
650 | Fluidized Bed | Balance of Plant | Electrical |  | 3671 | 12-15kV circuit breakers
800 | Miscellaneous | Balance of Plant | Electrical |  | 3671 | 12-15kV circuit breakers
810 | Multi-boiler/Multi-turbine | Balance of Plant | Electrical |  | 3671 | 12-15kV circuit breakers
830 | Geothermal | Balance of Plant | Electrical |  | 3671 | 12-15kV circuit breakers
850 | Combined Cycle Block | Balance of Plant | Electrical |  | 3671 | 12-15kV circuit breakers
851 | CC GT units | Balance of Plant | Electrical |  | 3671 | 12-15kV circuit breakers
852 | CC steam units | Balance of Plant | Electrical |  | 3671 | 12-15kV circuit breakers
860 | Co-generator Block | Balance of Plant | Electrical |  | 3671 | 12-15kV circuit breakers
861 | CoG GT units | Balance of Plant | Electrical |  | 3671 | 12-15kV circuit breakers
862 | CoG steam units | Balance of Plant | Electrical |  | 3671 | 12-15kV circuit breakers
100 | Fossil-Steam | Balance of Plant | Electrical |  | 3672 | 12-15kV conductors and buses
200 | Nuclear | Balance of Plant | Electrical |  | 3672 | 12-15kV conductors and buses
300 | Gas Turbine/Jet Engine (Simple Cycle Operation) | Balance of Plant | Electrical |  | 3672 | 12-15kV conductors and buses
400 | Internal Combustion/Reciprocating Engines | Balance of Plant | Electrical |  | 3672 | 12-15kV conductors and buses
500 | Pumped Storage/Hydro | Balance of Plant | Electrical |  | 3672 | 12-15kV conductors and buses
650 | Fluidized Bed | Balance of Plant | Electrical |  | 3672 | 12-15kV conductors and buses
800 | Miscellaneous | Balance of Plant | Electrical |  | 3672 | 12-15kV conductors and buses
810 | Multi-boiler/Multi-turbine | Balance of Plant | Electrical |  | 3672 | 12-15kV conductors and buses
830 | Geothermal | Balance of Plant | Electrical |  | 3672 | 12-15kV conductors and buses
850 | Combined Cycle Block | Balance of Plant | Electrical |  | 3672 | 12-15kV conductors and buses
851 | CC GT units | Balance of Plant | Electrical |  | 3672 | 12-15kV conductors and buses
852 | CC steam units | Balance of Plant | Electrical |  | 3672 | 12-15kV conductors and buses
860 | Co-generator Block | Balance of Plant | Electrical |  | 3672 | 12-15kV conductors and buses
861 | CoG GT units | Balance of Plant | Electrical |  | 3672 | 12-15kV conductors and buses
862 | CoG steam units | Balance of Plant | Electrical |  | 3672 | 12-15kV conductors and buses
100 | Fossil-Steam | Balance of Plant | Electrical |  | 3673 | 12-15kV insulators
200 | Nuclear | Balance of Plant | Electrical |  | 3673 | 12-15kV insulators
300 | Gas Turbine/Jet Engine (Simple Cycle Operation) | Balance of Plant | Electrical |  | 3673 | 12-15kV insulators
400 | Internal Combustion/Reciprocating Engines | Balance of Plant | Electrical |  | 3673 | 12-15kV insulators
500 | Pumped Storage/Hydro | Balance of Plant | Electrical |  | 3673 | 12-15kV insulators
650 | Fluidized Bed | Balance of Plant | Electrical |  | 3673 | 12-15kV insulators
800 | Miscellaneous | Balance of Plant | Electrical |  | 3673 | 12-15kV insulators
810 | Multi-boiler/Multi-turbine | Balance of Plant | Electrical |  | 3673 | 12-15kV insulators
830 | Geothermal | Balance of Plant | Electrical |  | 3673 | 12-15kV insulators
850 | Combined Cycle Block | Balance of Plant | Electrical |  | 3673 | 12-15kV insulators
851 | CC GT units | Balance of Plant | Electrical |  | 3673 | 12-15kV insulators
852 | CC steam units | Balance of Plant | Electrical |  | 3673 | 12-15kV insulators
860 | Co-generator Block | Balance of Plant | Electrical |  | 3673 | 12-15kV insulators
861 | CoG GT units | Balance of Plant | Electrical |  | 3673 | 12-15kV insulators
862 | CoG steam units | Balance of Plant | Electrical |  | 3673 | 12-15kV insulators
100 | Fossil-Steam | Balance of Plant | Electrical |  | 3674 | 12-15kV protection devices
200 | Nuclear | Balance of Plant | Electrical |  | 3674 | 12-15kV protection devices
300 | Gas Turbine/Jet Engine (Simple Cycle Operation) | Balance of Plant | Electrical |  | 3674 | 12-15kV protection devices
400 | Internal Combustion/Reciprocating Engines | Balance of Plant | Electrical |  | 3674 | 12-15kV protection devices
500 | Pumped Storage/Hydro | Balance of Plant | Electrical |  | 3674 | 12-15kV protection devices
650 | Fluidized Bed | Balance of Plant | Electrical |  | 3674 | 12-15kV protection devices
800 | Miscellaneous | Balance of Plant | Electrical |  | 3674 | 12-15kV protection devices
810 | Multi-boiler/Multi-turbine | Balance of Plant | Electrical |  | 3674 | 12-15kV protection devices
830 | Geothermal | Balance of Plant | Electrical |  | 3674 | 12-15kV protection devices
850 | Combined Cycle Block | Balance of Plant | Electrical |  | 3674 | 12-15kV protection devices
851 | CC GT units | Balance of Plant | Electrical |  | 3674 | 12-15kV protection devices
852 | CC steam units | Balance of Plant | Electrical |  | 3674 | 12-15kV protection devices
860 | Co-generator Block | Balance of Plant | Electrical |  | 3674 | 12-15kV protection devices
861 | CoG GT units | Balance of Plant | Electrical |  | 3674 | 12-15kV protection devices
862 | CoG steam units | Balance of Plant | Electrical |  | 3674 | 12-15kV protection devices
100 | Fossil-Steam | Balance of Plant | Electrical |  | 3679 | Other 12-15kV problems
200 | Nuclear | Balance of Plant | Electrical |  | 3679 | Other 12-15kV problems
300 | Gas Turbine/Jet Engine (Simple Cycle Operation) | Balance of Plant | Electrical |  | 3679 | Other 12-15kV problems
400 | Internal Combustion/Reciprocating Engines | Balance of Plant | Electrical |  | 3679 | Other 12-15kV problems
500 | Pumped Storage/Hydro | Balance of Plant | Electrical |  | 3679 | Other 12-15kV problems
650 | Fluidized Bed | Balance of Plant | Electrical |  | 3679 | Other 12-15kV problems
800 | Miscellaneous | Balance of Plant | Electrical |  | 3679 | Other 12-15kV problems
810 | Multi-boiler/Multi-turbine | Balance of Plant | Electrical |  | 3679 | Other 12-15kV problems
830 | Geothermal | Balance of Plant | Electrical |  | 3679 | Other 12-15kV problems
850 | Combined Cycle Block | Balance of Plant | Electrical |  | 3679 | Other 12-15kV problems
851 | CC GT units | Balance of Plant | Electrical |  | 3679 | Other 12-15kV problems
852 | CC steam units | Balance of Plant | Electrical |  | 3679 | Other 12-15kV problems
860 | Co-generator Block | Balance of Plant | Electrical |  | 3679 | Other 12-15kV problems
861 | CoG GT units | Balance of Plant | Electrical |  | 3679 | Other 12-15kV problems
862 | CoG steam units | Balance of Plant | Electrical |  | 3679 | Other 12-15kV problems
100 | Fossil-Steam | Balance of Plant | Electrical |  | 3680 | Other voltage transformers
200 | Nuclear | Balance of Plant | Electrical |  | 3680 | Other voltage transformers
300 | Gas Turbine/Jet Engine (Simple Cycle Operation) | Balance of Plant | Electrical |  | 3680 | Other voltage transformers
400 | Internal Combustion/Reciprocating Engines | Balance of Plant | Electrical |  | 3680 | Other voltage transformers
500 | Pumped Storage/Hydro | Balance of Plant | Electrical |  | 3680 | Other voltage transformers
650 | Fluidized Bed | Balance of Plant | Electrical |  | 3680 | Other voltage transformers
800 | Miscellaneous | Balance of Plant | Electrical |  | 3680 | Other voltage transformers
810 | Multi-boiler/Multi-turbine | Balance of Plant | Electrical |  | 3680 | Other voltage transformers
830 | Geothermal | Balance of Plant | Electrical |  | 3680 | Other voltage transformers
850 | Combined Cycle Block | Balance of Plant | Electrical |  | 3680 | Other voltage transformers
851 | CC GT units | Balance of Plant | Electrical |  | 3680 | Other voltage transformers
852 | CC steam units | Balance of Plant | Electrical |  | 3680 | Other voltage transformers
860 | Co-generator Block | Balance of Plant | Electrical |  | 3680 | Other voltage transformers
861 | CoG GT units | Balance of Plant | Electrical |  | 3680 | Other voltage transformers
862 | CoG steam units | Balance of Plant | Electrical |  | 3680 | Other voltage transformers
100 | Fossil-Steam | Balance of Plant | Electrical |  | 3681 | Other voltage circuit breakers
200 | Nuclear | Balance of Plant | Electrical |  | 3681 | Other voltage circuit breakers
300 | Gas Turbine/Jet Engine (Simple Cycle Operation) | Balance of Plant | Electrical |  | 3681 | Other voltage circuit breakers
400 | Internal Combustion/Reciprocating Engines | Balance of Plant | Electrical |  | 3681 | Other voltage circuit breakers
500 | Pumped Storage/Hydro | Balance of Plant | Electrical |  | 3681 | Other voltage circuit breakers
650 | Fluidized Bed | Balance of Plant | Electrical |  | 3681 | Other voltage circuit breakers
800 | Miscellaneous | Balance of Plant | Electrical |  | 3681 | Other voltage circuit breakers
810 | Multi-boiler/Multi-turbine | Balance of Plant | Electrical |  | 3681 | Other voltage circuit breakers
830 | Geothermal | Balance of Plant | Electrical |  | 3681 | Other voltage circuit breakers
850 | Combined Cycle Block | Balance of Plant | Electrical |  | 3681 | Other voltage circuit breakers
851 | CC GT units | Balance of Plant | Electrical |  | 3681 | Other voltage circuit breakers
852 | CC steam units | Balance of Plant | Electrical |  | 3681 | Other voltage circuit breakers
860 | Co-generator Block | Balance of Plant | Electrical |  | 3681 | Other voltage circuit breakers
861 | CoG GT units | Balance of Plant | Electrical |  | 3681 | Other voltage circuit breakers
862 | CoG steam units | Balance of Plant | Electrical |  | 3681 | Other voltage circuit breakers
100 | Fossil-Steam | Balance of Plant | Electrical |  | 3682 | Other voltage conductors and buses
200 | Nuclear | Balance of Plant | Electrical |  | 3682 | Other voltage conductors and buses
300 | Gas Turbine/Jet Engine (Simple Cycle Operation) | Balance of Plant | Electrical |  | 3682 | Other voltage conductors and buses
400 | Internal Combustion/Reciprocating Engines | Balance of Plant | Electrical |  | 3682 | Other voltage conductors and buses
500 | Pumped Storage/Hydro | Balance of Plant | Electrical |  | 3682 | Other voltage conductors and buses
650 | Fluidized Bed | Balance of Plant | Electrical |  | 3682 | Other voltage conductors and buses
800 | Miscellaneous | Balance of Plant | Electrical |  | 3682 | Other voltage conductors and buses
810 | Multi-boiler/Multi-turbine | Balance of Plant | Electrical |  | 3682 | Other voltage conductors and buses
830 | Geothermal | Balance of Plant | Electrical |  | 3682 | Other voltage conductors and buses
850 | Combined Cycle Block | Balance of Plant | Electrical |  | 3682 | Other voltage conductors and buses
851 | CC GT units | Balance of Plant | Electrical |  | 3682 | Other voltage conductors and buses
852 | CC steam units | Balance of Plant | Electrical |  | 3682 | Other voltage conductors and buses
860 | Co-generator Block | Balance of Plant | Electrical |  | 3682 | Other voltage conductors and buses
861 | CoG GT units | Balance of Plant | Electrical |  | 3682 | Other voltage conductors and buses
862 | CoG steam units | Balance of Plant | Electrical |  | 3682 | Other voltage conductors and buses
100 | Fossil-Steam | Balance of Plant | Electrical |  | 3683 | Other voltage insulators
200 | Nuclear | Balance of Plant | Electrical |  | 3683 | Other voltage insulators
300 | Gas Turbine/Jet Engine (Simple Cycle Operation) | Balance of Plant | Electrical |  | 3683 | Other voltage insulators
400 | Internal Combustion/Reciprocating Engines | Balance of Plant | Electrical |  | 3683 | Other voltage insulators
500 | Pumped Storage/Hydro | Balance of Plant | Electrical |  | 3683 | Other voltage insulators
650 | Fluidized Bed | Balance of Plant | Electrical |  | 3683 | Other voltage insulators
800 | Miscellaneous | Balance of Plant | Electrical |  | 3683 | Other voltage insulators
810 | Multi-boiler/Multi-turbine | Balance of Plant | Electrical |  | 3683 | Other voltage insulators
830 | Geothermal | Balance of Plant | Electrical |  | 3683 | Other voltage insulators
850 | Combined Cycle Block | Balance of Plant | Electrical |  | 3683 | Other voltage insulators
851 | CC GT units | Balance of Plant | Electrical |  | 3683 | Other voltage insulators
852 | CC steam units | Balance of Plant | Electrical |  | 3683 | Other voltage insulators
860 | Co-generator Block | Balance of Plant | Electrical |  | 3683 | Other voltage insulators
861 | CoG GT units | Balance of Plant | Electrical |  | 3683 | Other voltage insulators
862 | CoG steam units | Balance of Plant | Electrical |  | 3683 | Other voltage insulators
100 | Fossil-Steam | Balance of Plant | Electrical |  | 3684 | Other voltage protection devices
200 | Nuclear | Balance of Plant | Electrical |  | 3684 | Other voltage protection devices
300 | Gas Turbine/Jet Engine (Simple Cycle Operation) | Balance of Plant | Electrical |  | 3684 | Other voltage protection devices
400 | Internal Combustion/Reciprocating Engines | Balance of Plant | Electrical |  | 3684 | Other voltage protection devices
500 | Pumped Storage/Hydro | Balance of Plant | Electrical |  | 3684 | Other voltage protection devices
650 | Fluidized Bed | Balance of Plant | Electrical |  | 3684 | Other voltage protection devices
800 | Miscellaneous | Balance of Plant | Electrical |  | 3684 | Other voltage protection devices
810 | Multi-boiler/Multi-turbine | Balance of Plant | Electrical |  | 3684 | Other voltage protection devices
830 | Geothermal | Balance of Plant | Electrical |  | 3684 | Other voltage protection devices
850 | Combined Cycle Block | Balance of Plant | Electrical |  | 3684 | Other voltage protection devices
851 | CC GT units | Balance of Plant | Electrical |  | 3684 | Other voltage protection devices
852 | CC steam units | Balance of Plant | Electrical |  | 3684 | Other voltage protection devices
860 | Co-generator Block | Balance of Plant | Electrical |  | 3684 | Other voltage protection devices
861 | CoG GT units | Balance of Plant | Electrical |  | 3684 | Other voltage protection devices
862 | CoG steam units | Balance of Plant | Electrical |  | 3684 | Other voltage protection devices
100 | Fossil-Steam | Balance of Plant | Electrical |  | 3689 | Other voltage problems
200 | Nuclear | Balance of Plant | Electrical |  | 3689 | Other voltage problems
300 | Gas Turbine/Jet Engine (Simple Cycle Operation) | Balance of Plant | Electrical |  | 3689 | Other voltage problems
400 | Internal Combustion/Reciprocating Engines | Balance of Plant | Electrical |  | 3689 | Other voltage problems
500 | Pumped Storage/Hydro | Balance of Plant | Electrical |  | 3689 | Other voltage problems
650 | Fluidized Bed | Balance of Plant | Electrical |  | 3689 | Other voltage problems
800 | Miscellaneous | Balance of Plant | Electrical |  | 3689 | Other voltage problems
810 | Multi-boiler/Multi-turbine | Balance of Plant | Electrical |  | 3689 | Other voltage problems
830 | Geothermal | Balance of Plant | Electrical |  | 3689 | Other voltage problems
850 | Combined Cycle Block | Balance of Plant | Electrical |  | 3689 | Other voltage problems
851 | CC GT units | Balance of Plant | Electrical |  | 3689 | Other voltage problems
852 | CC steam units | Balance of Plant | Electrical |  | 3689 | Other voltage problems
860 | Co-generator Block | Balance of Plant | Electrical |  | 3689 | Other voltage problems
861 | CoG GT units | Balance of Plant | Electrical |  | 3689 | Other voltage problems
862 | CoG steam units | Balance of Plant | Electrical |  | 3689 | Other voltage problems
100 | Fossil-Steam | Balance of Plant | Electrical |  | 3690 | Station Service Power Distribution System, General
200 | Nuclear | Balance of Plant | Electrical |  | 3690 | Station Service Power Distribution System, General
300 | Gas Turbine/Jet Engine (Simple Cycle Operation) | Balance of Plant | Electrical |  | 3690 | Station Service Power Distribution System, General
400 | Internal Combustion/Reciprocating Engines | Balance of Plant | Electrical |  | 3690 | Station Service Power Distribution System, General
500 | Pumped Storage/Hydro | Balance of Plant | Electrical |  | 3690 | Station Service Power Distribution System, General
650 | Fluidized Bed | Balance of Plant | Electrical |  | 3690 | Station Service Power Distribution System, General
800 | Miscellaneous | Balance of Plant | Electrical |  | 3690 | Station Service Power Distribution System, General
810 | Multi-boiler/Multi-turbine | Balance of Plant | Electrical |  | 3690 | Station Service Power Distribution System, General
830 | Geothermal | Balance of Plant | Electrical |  | 3690 | Station Service Power Distribution System, General
850 | Combined Cycle Block | Balance of Plant | Electrical |  | 3690 | Station Service Power Distribution System, General
851 | CC GT units | Balance of Plant | Electrical |  | 3690 | Station Service Power Distribution System, General
852 | CC steam units | Balance of Plant | Electrical |  | 3690 | Station Service Power Distribution System, General
860 | Co-generator Block | Balance of Plant | Electrical |  | 3690 | Station Service Power Distribution System, General
861 | CoG GT units | Balance of Plant | Electrical |  | 3690 | Station Service Power Distribution System, General
862 | CoG steam units | Balance of Plant | Electrical |  | 3690 | Station Service Power Distribution System, General
100 | Fossil-Steam | Balance of Plant | Power Station Switchyard |  | 3700 | Power Station switchyard (non generating unit equipment)
200 | Nuclear | Balance of Plant | Power Station Switchyard |  | 3700 | Power Station switchyard (non generating unit equipment)
300 | Gas Turbine/Jet Engine (Simple Cycle Operation) | Balance of Plant | Power Station Switchyard |  | 3700 | Power Station switchyard (non generating unit equipment)
400 | Internal Combustion/Reciprocating Engines | Balance of Plant | Power Station Switchyard |  | 3700 | Power Station switchyard (non generating unit equipment)
500 | Pumped Storage/Hydro | Balance of Plant | Power Station Switchyard |  | 3700 | Power Station switchyard (non generating unit equipment)
650 | Fluidized Bed | Balance of Plant | Power Station Switchyard |  | 3700 | Power Station switchyard (non generating unit equipment)
800 | Miscellaneous | Balance of Plant | Power Station Switchyard |  | 3700 | Power Station switchyard (non generating unit equipment)
810 | Multi-boiler/Multi-turbine | Balance of Plant | Power Station Switchyard |  | 3700 | Power Station switchyard (non generating unit equipment)
830 | Geothermal | Balance of Plant | Power Station Switchyard |  | 3700 | Power Station switchyard (non generating unit equipment)
850 | Combined Cycle Block | Balance of Plant | Power Station Switchyard |  | 3700 | Power Station switchyard (non generating unit equipment)
851 | CC GT units | Balance of Plant | Power Station Switchyard |  | 3700 | Power Station switchyard (non generating unit equipment)
852 | CC steam units | Balance of Plant | Power Station Switchyard |  | 3700 | Power Station switchyard (non generating unit equipment)
860 | Co-generator Block | Balance of Plant | Power Station Switchyard |  | 3700 | Power Station switchyard (non generating unit equipment)
861 | CoG GT units | Balance of Plant | Power Station Switchyard |  | 3700 | Power Station switchyard (non generating unit equipment)
862 | CoG steam units | Balance of Plant | Power Station Switchyard |  | 3700 | Power Station switchyard (non generating unit equipment)
100 | Fossil-Steam | Balance of Plant | Power Station Switchyard |  | 3710 | Transmission line (connected to powerhouse switchyard to 1st Substation)
200 | Nuclear | Balance of Plant | Power Station Switchyard |  | 3710 | Transmission line (connected to powerhouse switchyard to 1st Substation)
300 | Gas Turbine/Jet Engine (Simple Cycle Operation) | Balance of Plant | Power Station Switchyard |  | 3710 | Transmission line (connected to powerhouse switchyard to 1st Substation)
400 | Internal Combustion/Reciprocating Engines | Balance of Plant | Power Station Switchyard |  | 3710 | Transmission line (connected to powerhouse switchyard to 1st Substation)
500 | Pumped Storage/Hydro | Balance of Plant | Power Station Switchyard |  | 3710 | Transmission line (connected to powerhouse switchyard to 1st Substation)
650 | Fluidized Bed | Balance of Plant | Power Station Switchyard |  | 3710 | Transmission line (connected to powerhouse switchyard to 1st Substation)
800 | Miscellaneous | Balance of Plant | Power Station Switchyard |  | 3710 | Transmission line (connected to powerhouse switchyard to 1st Substation)
810 | Multi-boiler/Multi-turbine | Balance of Plant | Power Station Switchyard |  | 3710 | Transmission line (connected to powerhouse switchyard to 1st Substation)
830 | Geothermal | Balance of Plant | Power Station Switchyard |  | 3710 | Transmission line (connected to powerhouse switchyard to 1st Substation)
850 | Combined Cycle Block | Balance of Plant | Power Station Switchyard |  | 3710 | Transmission line (connected to powerhouse switchyard to 1st Substation)
851 | CC GT units | Balance of Plant | Power Station Switchyard |  | 3710 | Transmission line (connected to powerhouse switchyard to 1st Substation)
852 | CC steam units | Balance of Plant | Power Station Switchyard |  | 3710 | Transmission line (connected to powerhouse switchyard to 1st Substation)
860 | Co-generator Block | Balance of Plant | Power Station Switchyard |  | 3710 | Transmission line (connected to powerhouse switchyard to 1st Substation)
861 | CoG GT units | Balance of Plant | Power Station Switchyard |  | 3710 | Transmission line (connected to powerhouse switchyard to 1st Substation)
862 | CoG steam units | Balance of Plant | Power Station Switchyard |  | 3710 | Transmission line (connected to powerhouse switchyard to 1st Substation)
100 | Fossil-Steam | Balance of Plant | Power Station Switchyard |  | 3720 | Transmission equipment at the 1st substation (see code 9300 if applicable)
200 | Nuclear | Balance of Plant | Power Station Switchyard |  | 3720 | Transmission equipment at the 1st substation (see code 9300 if applicable)
300 | Gas Turbine/Jet Engine (Simple Cycle Operation) | Balance of Plant | Power Station Switchyard |  | 3720 | Transmission equipment at the 1st substation (see code 9300 if applicable)
400 | Internal Combustion/Reciprocating Engines | Balance of Plant | Power Station Switchyard |  | 3720 | Transmission equipment at the 1st substation (see code 9300 if applicable)
500 | Pumped Storage/Hydro | Balance of Plant | Power Station Switchyard |  | 3720 | Transmission equipment at the 1st substation (see code 9300 if applicable)
650 | Fluidized Bed | Balance of Plant | Power Station Switchyard |  | 3720 | Transmission equipment at the 1st substation (see code 9300 if applicable)
800 | Miscellaneous | Balance of Plant | Power Station Switchyard |  | 3720 | Transmission equipment at the 1st substation (see code 9300 if applicable)
810 | Multi-boiler/Multi-turbine | Balance of Plant | Power Station Switchyard |  | 3720 | Transmission equipment at the 1st substation (see code 9300 if applicable)
830 | Geothermal | Balance of Plant | Power Station Switchyard |  | 3720 | Transmission equipment at the 1st substation (see code 9300 if applicable)
850 | Combined Cycle Block | Balance of Plant | Power Station Switchyard |  | 3720 | Transmission equipment at the 1st substation (see code 9300 if applicable)
851 | CC GT units | Balance of Plant | Power Station Switchyard |  | 3720 | Transmission equipment at the 1st substation (see code 9300 if applicable)
852 | CC steam units | Balance of Plant | Power Station Switchyard |  | 3720 | Transmission equipment at the 1st substation (see code 9300 if applicable)
860 | Co-generator Block | Balance of Plant | Power Station Switchyard |  | 3720 | Transmission equipment at the 1st substation (see code 9300 if applicable)
861 | CoG GT units | Balance of Plant | Power Station Switchyard |  | 3720 | Transmission equipment at the 1st substation (see code 9300 if applicable)
862 | CoG steam units | Balance of Plant | Power Station Switchyard |  | 3720 | Transmission equipment at the 1st substation (see code 9300 if applicable)
100 | Fossil-Steam | Balance of Plant | Power Station Switchyard |  | 3730 | Transmission equipment beyond the 1st substation (see code 9300 if applicable)
200 | Nuclear | Balance of Plant | Power Station Switchyard |  | 3730 | Transmission equipment beyond the 1st substation (see code 9300 if applicable)
300 | Gas Turbine/Jet Engine (Simple Cycle Operation) | Balance of Plant | Power Station Switchyard |  | 3730 | Transmission equipment beyond the 1st substation (see code 9300 if applicable)
400 | Internal Combustion/Reciprocating Engines | Balance of Plant | Power Station Switchyard |  | 3730 | Transmission equipment beyond the 1st substation (see code 9300 if applicable)
500 | Pumped Storage/Hydro | Balance of Plant | Power Station Switchyard |  | 3730 | Transmission equipment beyond the 1st substation (see code 9300 if applicable)
650 | Fluidized Bed | Balance of Plant | Power Station Switchyard |  | 3730 | Transmission equipment beyond the 1st substation (see code 9300 if applicable)
800 | Miscellaneous | Balance of Plant | Power Station Switchyard |  | 3730 | Transmission equipment beyond the 1st substation (see code 9300 if applicable)
810 | Multi-boiler/Multi-turbine | Balance of Plant | Power Station Switchyard |  | 3730 | Transmission equipment beyond the 1st substation (see code 9300 if applicable)
830 | Geothermal | Balance of Plant | Power Station Switchyard |  | 3730 | Transmission equipment beyond the 1st substation (see code 9300 if applicable)
850 | Combined Cycle Block | Balance of Plant | Power Station Switchyard |  | 3730 | Transmission equipment beyond the 1st substation (see code 9300 if applicable)
851 | CC GT units | Balance of Plant | Power Station Switchyard |  | 3730 | Transmission equipment beyond the 1st substation (see code 9300 if applicable)
852 | CC steam units | Balance of Plant | Power Station Switchyard |  | 3730 | Transmission equipment beyond the 1st substation (see code 9300 if applicable)
860 | Co-generator Block | Balance of Plant | Power Station Switchyard |  | 3730 | Transmission equipment beyond the 1st substation (see code 9300 if applicable)
861 | CoG GT units | Balance of Plant | Power Station Switchyard |  | 3730 | Transmission equipment beyond the 1st substation (see code 9300 if applicable)
862 | CoG steam units | Balance of Plant | Power Station Switchyard |  | 3730 | Transmission equipment beyond the 1st substation (see code 9300 if applicable)
100 | Fossil-Steam | Balance of Plant | Auxiliary Systems | Open Cooling Water System | 3800 | Open cooling water pumps and motors
200 | Nuclear | Balance of Plant | Auxiliary Systems | Open Cooling Water System | 3800 | Open cooling water pumps and motors
650 | Fluidized Bed | Balance of Plant | Auxiliary Systems | Open Cooling Water System | 3800 | Open cooling water pumps and motors
800 | Miscellaneous | Balance of Plant | Auxiliary Systems | Open Cooling Water System | 3800 | Open cooling water pumps and motors
810 | Multi-boiler/Multi-turbine | Balance of Plant | Auxiliary Systems | Open Cooling Water System | 3800 | Open cooling water pumps and motors
830 | Geothermal | Balance of Plant | Auxiliary Systems | Open Cooling Water System | 3800 | Open cooling water pumps and motors
850 | Combined Cycle Block | Balance of Plant | Auxiliary Systems | Open Cooling Water System | 3800 | Open cooling water pumps and motors
851 | CC GT units | Balance of Plant | Auxiliary Systems | Open Cooling Water System | 3800 | Open cooling water pumps and motors
852 | CC steam units | Balance of Plant | Auxiliary Systems | Open Cooling Water System | 3800 | Open cooling water pumps and motors
860 | Co-generator Block | Balance of Plant | Auxiliary Systems | Open Cooling Water System | 3800 | Open cooling water pumps and motors
861 | CoG GT units | Balance of Plant | Auxiliary Systems | Open Cooling Water System | 3800 | Open cooling water pumps and motors
862 | CoG steam units | Balance of Plant | Auxiliary Systems | Open Cooling Water System | 3800 | Open cooling water pumps and motors
100 | Fossil-Steam | Balance of Plant | Auxiliary Systems | Open Cooling Water System | 3801 | Open cooling water piping
200 | Nuclear | Balance of Plant | Auxiliary Systems | Open Cooling Water System | 3801 | Open cooling water piping
650 | Fluidized Bed | Balance of Plant | Auxiliary Systems | Open Cooling Water System | 3801 | Open cooling water piping
800 | Miscellaneous | Balance of Plant | Auxiliary Systems | Open Cooling Water System | 3801 | Open cooling water piping
810 | Multi-boiler/Multi-turbine | Balance of Plant | Auxiliary Systems | Open Cooling Water System | 3801 | Open cooling water piping
830 | Geothermal | Balance of Plant | Auxiliary Systems | Open Cooling Water System | 3801 | Open cooling water piping
850 | Combined Cycle Block | Balance of Plant | Auxiliary Systems | Open Cooling Water System | 3801 | Open cooling water piping
851 | CC GT units | Balance of Plant | Auxiliary Systems | Open Cooling Water System | 3801 | Open cooling water piping
852 | CC steam units | Balance of Plant | Auxiliary Systems | Open Cooling Water System | 3801 | Open cooling water piping
860 | Co-generator Block | Balance of Plant | Auxiliary Systems | Open Cooling Water System | 3801 | Open cooling water piping
861 | CoG GT units | Balance of Plant | Auxiliary Systems | Open Cooling Water System | 3801 | Open cooling water piping
862 | CoG steam units | Balance of Plant | Auxiliary Systems | Open Cooling Water System | 3801 | Open cooling water piping
100 | Fossil-Steam | Balance of Plant | Auxiliary Systems | Open Cooling Water System | 3802 | Open cooling water valves
200 | Nuclear | Balance of Plant | Auxiliary Systems | Open Cooling Water System | 3802 | Open cooling water valves
650 | Fluidized Bed | Balance of Plant | Auxiliary Systems | Open Cooling Water System | 3802 | Open cooling water valves
800 | Miscellaneous | Balance of Plant | Auxiliary Systems | Open Cooling Water System | 3802 | Open cooling water valves
810 | Multi-boiler/Multi-turbine | Balance of Plant | Auxiliary Systems | Open Cooling Water System | 3802 | Open cooling water valves
830 | Geothermal | Balance of Plant | Auxiliary Systems | Open Cooling Water System | 3802 | Open cooling water valves
850 | Combined Cycle Block | Balance of Plant | Auxiliary Systems | Open Cooling Water System | 3802 | Open cooling water valves
851 | CC GT units | Balance of Plant | Auxiliary Systems | Open Cooling Water System | 3802 | Open cooling water valves
852 | CC steam units | Balance of Plant | Auxiliary Systems | Open Cooling Water System | 3802 | Open cooling water valves
860 | Co-generator Block | Balance of Plant | Auxiliary Systems | Open Cooling Water System | 3802 | Open cooling water valves
861 | CoG GT units | Balance of Plant | Auxiliary Systems | Open Cooling Water System | 3802 | Open cooling water valves
862 | CoG steam units | Balance of Plant | Auxiliary Systems | Open Cooling Water System | 3802 | Open cooling water valves
100 | Fossil-Steam | Balance of Plant | Auxiliary Systems | Open Cooling Water System | 3803 | Open cooling water heat exchangers
200 | Nuclear | Balance of Plant | Auxiliary Systems | Open Cooling Water System | 3803 | Open cooling water heat exchangers
650 | Fluidized Bed | Balance of Plant | Auxiliary Systems | Open Cooling Water System | 3803 | Open cooling water heat exchangers
800 | Miscellaneous | Balance of Plant | Auxiliary Systems | Open Cooling Water System | 3803 | Open cooling water heat exchangers
810 | Multi-boiler/Multi-turbine | Balance of Plant | Auxiliary Systems | Open Cooling Water System | 3803 | Open cooling water heat exchangers
830 | Geothermal | Balance of Plant | Auxiliary Systems | Open Cooling Water System | 3803 | Open cooling water heat exchangers
850 | Combined Cycle Block | Balance of Plant | Auxiliary Systems | Open Cooling Water System | 3803 | Open cooling water heat exchangers
851 | CC GT units | Balance of Plant | Auxiliary Systems | Open Cooling Water System | 3803 | Open cooling water heat exchangers
852 | CC steam units | Balance of Plant | Auxiliary Systems | Open Cooling Water System | 3803 | Open cooling water heat exchangers
860 | Co-generator Block | Balance of Plant | Auxiliary Systems | Open Cooling Water System | 3803 | Open cooling water heat exchangers
861 | CoG GT units | Balance of Plant | Auxiliary Systems | Open Cooling Water System | 3803 | Open cooling water heat exchangers
862 | CoG steam units | Balance of Plant | Auxiliary Systems | Open Cooling Water System | 3803 | Open cooling water heat exchangers
100 | Fossil-Steam | Balance of Plant | Auxiliary Systems | Open Cooling Water System | 3804 | Open cooling water system fouling
200 | Nuclear | Balance of Plant | Auxiliary Systems | Open Cooling Water System | 3804 | Open cooling water system fouling
650 | Fluidized Bed | Balance of Plant | Auxiliary Systems | Open Cooling Water System | 3804 | Open cooling water system fouling
800 | Miscellaneous | Balance of Plant | Auxiliary Systems | Open Cooling Water System | 3804 | Open cooling water system fouling
810 | Multi-boiler/Multi-turbine | Balance of Plant | Auxiliary Systems | Open Cooling Water System | 3804 | Open cooling water system fouling
830 | Geothermal | Balance of Plant | Auxiliary Systems | Open Cooling Water System | 3804 | Open cooling water system fouling
850 | Combined Cycle Block | Balance of Plant | Auxiliary Systems | Open Cooling Water System | 3804 | Open cooling water system fouling
851 | CC GT units | Balance of Plant | Auxiliary Systems | Open Cooling Water System | 3804 | Open cooling water system fouling
852 | CC steam units | Balance of Plant | Auxiliary Systems | Open Cooling Water System | 3804 | Open cooling water system fouling
860 | Co-generator Block | Balance of Plant | Auxiliary Systems | Open Cooling Water System | 3804 | Open cooling water system fouling
861 | CoG GT units | Balance of Plant | Auxiliary Systems | Open Cooling Water System | 3804 | Open cooling water system fouling
862 | CoG steam units | Balance of Plant | Auxiliary Systems | Open Cooling Water System | 3804 | Open cooling water system fouling
100 | Fossil-Steam | Balance of Plant | Auxiliary Systems | Open Cooling Water System | 3805 | Open cooling water system instrumentation
200 | Nuclear | Balance of Plant | Auxiliary Systems | Open Cooling Water System | 3805 | Open cooling water system instrumentation
650 | Fluidized Bed | Balance of Plant | Auxiliary Systems | Open Cooling Water System | 3805 | Open cooling water system instrumentation
800 | Miscellaneous | Balance of Plant | Auxiliary Systems | Open Cooling Water System | 3805 | Open cooling water system instrumentation
810 | Multi-boiler/Multi-turbine | Balance of Plant | Auxiliary Systems | Open Cooling Water System | 3805 | Open cooling water system instrumentation
830 | Geothermal | Balance of Plant | Auxiliary Systems | Open Cooling Water System | 3805 | Open cooling water system instrumentation
850 | Combined Cycle Block | Balance of Plant | Auxiliary Systems | Open Cooling Water System | 3805 | Open cooling water system instrumentation
851 | CC GT units | Balance of Plant | Auxiliary Systems | Open Cooling Water System | 3805 | Open cooling water system instrumentation
852 | CC steam units | Balance of Plant | Auxiliary Systems | Open Cooling Water System | 3805 | Open cooling water system instrumentation
860 | Co-generator Block | Balance of Plant | Auxiliary Systems | Open Cooling Water System | 3805 | Open cooling water system instrumentation
861 | CoG GT units | Balance of Plant | Auxiliary Systems | Open Cooling Water System | 3805 | Open cooling water system instrumentation
862 | CoG steam units | Balance of Plant | Auxiliary Systems | Open Cooling Water System | 3805 | Open cooling water system instrumentation
100 | Fossil-Steam | Balance of Plant | Auxiliary Systems | Open Cooling Water System | 3806 | Open cooling water strainer
200 | Nuclear | Balance of Plant | Auxiliary Systems | Open Cooling Water System | 3806 | Open cooling water strainer
650 | Fluidized Bed | Balance of Plant | Auxiliary Systems | Open Cooling Water System | 3806 | Open cooling water strainer
800 | Miscellaneous | Balance of Plant | Auxiliary Systems | Open Cooling Water System | 3806 | Open cooling water strainer
810 | Multi-boiler/Multi-turbine | Balance of Plant | Auxiliary Systems | Open Cooling Water System | 3806 | Open cooling water strainer
830 | Geothermal | Balance of Plant | Auxiliary Systems | Open Cooling Water System | 3806 | Open cooling water strainer
850 | Combined Cycle Block | Balance of Plant | Auxiliary Systems | Open Cooling Water System | 3806 | Open cooling water strainer
851 | CC GT units | Balance of Plant | Auxiliary Systems | Open Cooling Water System | 3806 | Open cooling water strainer
852 | CC steam units | Balance of Plant | Auxiliary Systems | Open Cooling Water System | 3806 | Open cooling water strainer
860 | Co-generator Block | Balance of Plant | Auxiliary Systems | Open Cooling Water System | 3806 | Open cooling water strainer
861 | CoG GT units | Balance of Plant | Auxiliary Systems | Open Cooling Water System | 3806 | Open cooling water strainer
862 | CoG steam units | Balance of Plant | Auxiliary Systems | Open Cooling Water System | 3806 | Open cooling water strainer
100 | Fossil-Steam | Balance of Plant | Auxiliary Systems | Open Cooling Water System | 3809 | Other open cooling water problems
200 | Nuclear | Balance of Plant | Auxiliary Systems | Open Cooling Water System | 3809 | Other open cooling water problems
650 | Fluidized Bed | Balance of Plant | Auxiliary Systems | Open Cooling Water System | 3809 | Other open cooling water problems
800 | Miscellaneous | Balance of Plant | Auxiliary Systems | Open Cooling Water System | 3809 | Other open cooling water problems
810 | Multi-boiler/Multi-turbine | Balance of Plant | Auxiliary Systems | Open Cooling Water System | 3809 | Other open cooling water problems
830 | Geothermal | Balance of Plant | Auxiliary Systems | Open Cooling Water System | 3809 | Other open cooling water problems
850 | Combined Cycle Block | Balance of Plant | Auxiliary Systems | Open Cooling Water System | 3809 | Other open cooling water problems
851 | CC GT units | Balance of Plant | Auxiliary Systems | Open Cooling Water System | 3809 | Other open cooling water problems
852 | CC steam units | Balance of Plant | Auxiliary Systems | Open Cooling Water System | 3809 | Other open cooling water problems
860 | Co-generator Block | Balance of Plant | Auxiliary Systems | Open Cooling Water System | 3809 | Other open cooling water problems
861 | CoG GT units | Balance of Plant | Auxiliary Systems | Open Cooling Water System | 3809 | Other open cooling water problems
862 | CoG steam units | Balance of Plant | Auxiliary Systems | Open Cooling Water System | 3809 | Other open cooling water problems
100 | Fossil-Steam | Balance of Plant | Auxiliary Systems | Service Water (Open System) | 3810 | Service water pumps and motors
200 | Nuclear | Balance of Plant | Auxiliary Systems | Service Water (Open System) | 3810 | Service water pumps and motors
300 | Gas Turbine/Jet Engine (Simple Cycle Operation) | Balance of Plant | Auxiliary Systems | Service Water (Open System) | 3810 | Service water pumps and motors
500 | Pumped Storage/Hydro | Balance of Plant | Auxiliary Systems | Service Water (Open System) | 3810 | Service water pumps and motors
650 | Fluidized Bed | Balance of Plant | Auxiliary Systems | Service Water (Open System) | 3810 | Service water pumps and motors
800 | Miscellaneous | Balance of Plant | Auxiliary Systems | Service Water (Open System) | 3810 | Service water pumps and motors
810 | Multi-boiler/Multi-turbine | Balance of Plant | Auxiliary Systems | Service Water (Open System) | 3810 | Service water pumps and motors
830 | Geothermal | Balance of Plant | Auxiliary Systems | Service Water (Open System) | 3810 | Service water pumps and motors
850 | Combined Cycle Block | Balance of Plant | Auxiliary Systems | Service Water (Open System) | 3810 | Service water pumps and motors
851 | CC GT units | Balance of Plant | Auxiliary Systems | Service Water (Open System) | 3810 | Service water pumps and motors
852 | CC steam units | Balance of Plant | Auxiliary Systems | Service Water (Open System) | 3810 | Service water pumps and motors
860 | Co-generator Block | Balance of Plant | Auxiliary Systems | Service Water (Open System) | 3810 | Service water pumps and motors
861 | CoG GT units | Balance of Plant | Auxiliary Systems | Service Water (Open System) | 3810 | Service water pumps and motors
862 | CoG steam units | Balance of Plant | Auxiliary Systems | Service Water (Open System) | 3810 | Service water pumps and motors
100 | Fossil-Steam | Balance of Plant | Auxiliary Systems | Service Water (Open System) | 3811 | Service water piping
200 | Nuclear | Balance of Plant | Auxiliary Systems | Service Water (Open System) | 3811 | Service water piping
300 | Gas Turbine/Jet Engine (Simple Cycle Operation) | Balance of Plant | Auxiliary Systems | Service Water (Open System) | 3811 | Service water piping
500 | Pumped Storage/Hydro | Balance of Plant | Auxiliary Systems | Service Water (Open System) | 3811 | Service water piping
650 | Fluidized Bed | Balance of Plant | Auxiliary Systems | Service Water (Open System) | 3811 | Service water piping
800 | Miscellaneous | Balance of Plant | Auxiliary Systems | Service Water (Open System) | 3811 | Service water piping
810 | Multi-boiler/Multi-turbine | Balance of Plant | Auxiliary Systems | Service Water (Open System) | 3811 | Service water piping
830 | Geothermal | Balance of Plant | Auxiliary Systems | Service Water (Open System) | 3811 | Service water piping
850 | Combined Cycle Block | Balance of Plant | Auxiliary Systems | Service Water (Open System) | 3811 | Service water piping
851 | CC GT units | Balance of Plant | Auxiliary Systems | Service Water (Open System) | 3811 | Service water piping
852 | CC steam units | Balance of Plant | Auxiliary Systems | Service Water (Open System) | 3811 | Service water piping
860 | Co-generator Block | Balance of Plant | Auxiliary Systems | Service Water (Open System) | 3811 | Service water piping
861 | CoG GT units | Balance of Plant | Auxiliary Systems | Service Water (Open System) | 3811 | Service water piping
862 | CoG steam units | Balance of Plant | Auxiliary Systems | Service Water (Open System) | 3811 | Service water piping
100 | Fossil-Steam | Balance of Plant | Auxiliary Systems | Service Water (Open System) | 3812 | Service water valves
200 | Nuclear | Balance of Plant | Auxiliary Systems | Service Water (Open System) | 3812 | Service water valves
300 | Gas Turbine/Jet Engine (Simple Cycle Operation) | Balance of Plant | Auxiliary Systems | Service Water (Open System) | 3812 | Service water valves
500 | Pumped Storage/Hydro | Balance of Plant | Auxiliary Systems | Service Water (Open System) | 3812 | Service water valves
650 | Fluidized Bed | Balance of Plant | Auxiliary Systems | Service Water (Open System) | 3812 | Service water valves
800 | Miscellaneous | Balance of Plant | Auxiliary Systems | Service Water (Open System) | 3812 | Service water valves
810 | Multi-boiler/Multi-turbine | Balance of Plant | Auxiliary Systems | Service Water (Open System) | 3812 | Service water valves
830 | Geothermal | Balance of Plant | Auxiliary Systems | Service Water (Open System) | 3812 | Service water valves
850 | Combined Cycle Block | Balance of Plant | Auxiliary Systems | Service Water (Open System) | 3812 | Service water valves
851 | CC GT units | Balance of Plant | Auxiliary Systems | Service Water (Open System) | 3812 | Service water valves
852 | CC steam units | Balance of Plant | Auxiliary Systems | Service Water (Open System) | 3812 | Service water valves
860 | Co-generator Block | Balance of Plant | Auxiliary Systems | Service Water (Open System) | 3812 | Service water valves
861 | CoG GT units | Balance of Plant | Auxiliary Systems | Service Water (Open System) | 3812 | Service water valves
862 | CoG steam units | Balance of Plant | Auxiliary Systems | Service Water (Open System) | 3812 | Service water valves
100 | Fossil-Steam | Balance of Plant | Auxiliary Systems | Service Water (Open System) | 3813 | Service water heat exchangers
200 | Nuclear | Balance of Plant | Auxiliary Systems | Service Water (Open System) | 3813 | Service water heat exchangers
300 | Gas Turbine/Jet Engine (Simple Cycle Operation) | Balance of Plant | Auxiliary Systems | Service Water (Open System) | 3813 | Service water heat exchangers
500 | Pumped Storage/Hydro | Balance of Plant | Auxiliary Systems | Service Water (Open System) | 3813 | Service water heat exchangers
650 | Fluidized Bed | Balance of Plant | Auxiliary Systems | Service Water (Open System) | 3813 | Service water heat exchangers
800 | Miscellaneous | Balance of Plant | Auxiliary Systems | Service Water (Open System) | 3813 | Service water heat exchangers
810 | Multi-boiler/Multi-turbine | Balance of Plant | Auxiliary Systems | Service Water (Open System) | 3813 | Service water heat exchangers
830 | Geothermal | Balance of Plant | Auxiliary Systems | Service Water (Open System) | 3813 | Service water heat exchangers
850 | Combined Cycle Block | Balance of Plant | Auxiliary Systems | Service Water (Open System) | 3813 | Service water heat exchangers
851 | CC GT units | Balance of Plant | Auxiliary Systems | Service Water (Open System) | 3813 | Service water heat exchangers
852 | CC steam units | Balance of Plant | Auxiliary Systems | Service Water (Open System) | 3813 | Service water heat exchangers
860 | Co-generator Block | Balance of Plant | Auxiliary Systems | Service Water (Open System) | 3813 | Service water heat exchangers
861 | CoG GT units | Balance of Plant | Auxiliary Systems | Service Water (Open System) | 3813 | Service water heat exchangers
862 | CoG steam units | Balance of Plant | Auxiliary Systems | Service Water (Open System) | 3813 | Service water heat exchangers
100 | Fossil-Steam | Balance of Plant | Auxiliary Systems | Service Water (Open System) | 3814 | Service water system fouling
200 | Nuclear | Balance of Plant | Auxiliary Systems | Service Water (Open System) | 3814 | Service water system fouling
300 | Gas Turbine/Jet Engine (Simple Cycle Operation) | Balance of Plant | Auxiliary Systems | Service Water (Open System) | 3814 | Service water system fouling
500 | Pumped Storage/Hydro | Balance of Plant | Auxiliary Systems | Service Water (Open System) | 3814 | Service water system fouling
650 | Fluidized Bed | Balance of Plant | Auxiliary Systems | Service Water (Open System) | 3814 | Service water system fouling
800 | Miscellaneous | Balance of Plant | Auxiliary Systems | Service Water (Open System) | 3814 | Service water system fouling
810 | Multi-boiler/Multi-turbine | Balance of Plant | Auxiliary Systems | Service Water (Open System) | 3814 | Service water system fouling
830 | Geothermal | Balance of Plant | Auxiliary Systems | Service Water (Open System) | 3814 | Service water system fouling
850 | Combined Cycle Block | Balance of Plant | Auxiliary Systems | Service Water (Open System) | 3814 | Service water system fouling
851 | CC GT units | Balance of Plant | Auxiliary Systems | Service Water (Open System) | 3814 | Service water system fouling
852 | CC steam units | Balance of Plant | Auxiliary Systems | Service Water (Open System) | 3814 | Service water system fouling
860 | Co-generator Block | Balance of Plant | Auxiliary Systems | Service Water (Open System) | 3814 | Service water system fouling
861 | CoG GT units | Balance of Plant | Auxiliary Systems | Service Water (Open System) | 3814 | Service water system fouling
862 | CoG steam units | Balance of Plant | Auxiliary Systems | Service Water (Open System) | 3814 | Service water system fouling
100 | Fossil-Steam | Balance of Plant | Auxiliary Systems | Service Water (Open System) | 3815 | Service water strainer
200 | Nuclear | Balance of Plant | Auxiliary Systems | Service Water (Open System) | 3815 | Service water strainer
650 | Fluidized Bed | Balance of Plant | Auxiliary Systems | Service Water (Open System) | 3815 | Service water strainer
800 | Miscellaneous | Balance of Plant | Auxiliary Systems | Service Water (Open System) | 3815 | Service water strainer
810 | Multi-boiler/Multi-turbine | Balance of Plant | Auxiliary Systems | Service Water (Open System) | 3815 | Service water strainer
830 | Geothermal | Balance of Plant | Auxiliary Systems | Service Water (Open System) | 3815 | Service water strainer
850 | Combined Cycle Block | Balance of Plant | Auxiliary Systems | Service Water (Open System) | 3815 | Service water strainer
851 | CC GT units | Balance of Plant | Auxiliary Systems | Service Water (Open System) | 3815 | Service water strainer
852 | CC steam units | Balance of Plant | Auxiliary Systems | Service Water (Open System) | 3815 | Service water strainer
860 | Co-generator Block | Balance of Plant | Auxiliary Systems | Service Water (Open System) | 3815 | Service water strainer
861 | CoG GT units | Balance of Plant | Auxiliary Systems | Service Water (Open System) | 3815 | Service water strainer
862 | CoG steam units | Balance of Plant | Auxiliary Systems | Service Water (Open System) | 3815 | Service water strainer
100 | Fossil-Steam | Balance of Plant | Auxiliary Systems | Service Water (Open System) | 3819 | Other service water problems
200 | Nuclear | Balance of Plant | Auxiliary Systems | Service Water (Open System) | 3819 | Other service water problems
300 | Gas Turbine/Jet Engine (Simple Cycle Operation) | Balance of Plant | Auxiliary Systems | Service Water (Open System) | 3819 | Other service water problems
500 | Pumped Storage/Hydro | Balance of Plant | Auxiliary Systems | Service Water (Open System) | 3819 | Other service water problems
650 | Fluidized Bed | Balance of Plant | Auxiliary Systems | Service Water (Open System) | 3819 | Other service water problems
800 | Miscellaneous | Balance of Plant | Auxiliary Systems | Service Water (Open System) | 3819 | Other service water problems
810 | Multi-boiler/Multi-turbine | Balance of Plant | Auxiliary Systems | Service Water (Open System) | 3819 | Other service water problems
830 | Geothermal | Balance of Plant | Auxiliary Systems | Service Water (Open System) | 3819 | Other service water problems
850 | Combined Cycle Block | Balance of Plant | Auxiliary Systems | Service Water (Open System) | 3819 | Other service water problems
851 | CC GT units | Balance of Plant | Auxiliary Systems | Service Water (Open System) | 3819 | Other service water problems
852 | CC steam units | Balance of Plant | Auxiliary Systems | Service Water (Open System) | 3819 | Other service water problems
860 | Co-generator Block | Balance of Plant | Auxiliary Systems | Service Water (Open System) | 3819 | Other service water problems
861 | CoG GT units | Balance of Plant | Auxiliary Systems | Service Water (Open System) | 3819 | Other service water problems
862 | CoG steam units | Balance of Plant | Auxiliary Systems | Service Water (Open System) | 3819 | Other service water problems
100 | Fossil-Steam | Balance of Plant | Auxiliary Systems | Closed Cooling Water Systems | 3820 | Closed cooling water pumps and motors
200 | Nuclear | Balance of Plant | Auxiliary Systems | Closed Cooling Water Systems | 3820 | Closed cooling water pumps and motors
300 | Gas Turbine/Jet Engine (Simple Cycle Operation) | Balance of Plant | Auxiliary Systems | Closed Cooling Water Systems | 3820 | Closed cooling water pumps and motors
500 | Pumped Storage/Hydro | Balance of Plant | Auxiliary Systems | Closed Cooling Water Systems | 3820 | Closed cooling water pumps and motors
650 | Fluidized Bed | Balance of Plant | Auxiliary Systems | Closed Cooling Water Systems | 3820 | Closed cooling water pumps and motors
800 | Miscellaneous | Balance of Plant | Auxiliary Systems | Closed Cooling Water Systems | 3820 | Closed cooling water pumps and motors
810 | Multi-boiler/Multi-turbine | Balance of Plant | Auxiliary Systems | Closed Cooling Water Systems | 3820 | Closed cooling water pumps and motors
830 | Geothermal | Balance of Plant | Auxiliary Systems | Closed Cooling Water Systems | 3820 | Closed cooling water pumps and motors
850 | Combined Cycle Block | Balance of Plant | Auxiliary Systems | Closed Cooling Water Systems | 3820 | Closed cooling water pumps and motors
851 | CC GT units | Balance of Plant | Auxiliary Systems | Closed Cooling Water Systems | 3820 | Closed cooling water pumps and motors
852 | CC steam units | Balance of Plant | Auxiliary Systems | Closed Cooling Water Systems | 3820 | Closed cooling water pumps and motors
860 | Co-generator Block | Balance of Plant | Auxiliary Systems | Closed Cooling Water Systems | 3820 | Closed cooling water pumps and motors
861 | CoG GT units | Balance of Plant | Auxiliary Systems | Closed Cooling Water Systems | 3820 | Closed cooling water pumps and motors
862 | CoG steam units | Balance of Plant | Auxiliary Systems | Closed Cooling Water Systems | 3820 | Closed cooling water pumps and motors
100 | Fossil-Steam | Balance of Plant | Auxiliary Systems | Closed Cooling Water Systems | 3821 | Closed cooling water piping
200 | Nuclear | Balance of Plant | Auxiliary Systems | Closed Cooling Water Systems | 3821 | Closed cooling water piping
300 | Gas Turbine/Jet Engine (Simple Cycle Operation) | Balance of Plant | Auxiliary Systems | Closed Cooling Water Systems | 3821 | Closed cooling water piping
500 | Pumped Storage/Hydro | Balance of Plant | Auxiliary Systems | Closed Cooling Water Systems | 3821 | Closed cooling water piping
650 | Fluidized Bed | Balance of Plant | Auxiliary Systems | Closed Cooling Water Systems | 3821 | Closed cooling water piping
800 | Miscellaneous | Balance of Plant | Auxiliary Systems | Closed Cooling Water Systems | 3821 | Closed cooling water piping
810 | Multi-boiler/Multi-turbine | Balance of Plant | Auxiliary Systems | Closed Cooling Water Systems | 3821 | Closed cooling water piping
830 | Geothermal | Balance of Plant | Auxiliary Systems | Closed Cooling Water Systems | 3821 | Closed cooling water piping
850 | Combined Cycle Block | Balance of Plant | Auxiliary Systems | Closed Cooling Water Systems | 3821 | Closed cooling water piping
851 | CC GT units | Balance of Plant | Auxiliary Systems | Closed Cooling Water Systems | 3821 | Closed cooling water piping
852 | CC steam units | Balance of Plant | Auxiliary Systems | Closed Cooling Water Systems | 3821 | Closed cooling water piping
860 | Co-generator Block | Balance of Plant | Auxiliary Systems | Closed Cooling Water Systems | 3821 | Closed cooling water piping
861 | CoG GT units | Balance of Plant | Auxiliary Systems | Closed Cooling Water Systems | 3821 | Closed cooling water piping
862 | CoG steam units | Balance of Plant | Auxiliary Systems | Closed Cooling Water Systems | 3821 | Closed cooling water piping
100 | Fossil-Steam | Balance of Plant | Auxiliary Systems | Closed Cooling Water Systems | 3822 | Closed cooling water valves
200 | Nuclear | Balance of Plant | Auxiliary Systems | Closed Cooling Water Systems | 3822 | Closed cooling water valves
300 | Gas Turbine/Jet Engine (Simple Cycle Operation) | Balance of Plant | Auxiliary Systems | Closed Cooling Water Systems | 3822 | Closed cooling water valves
500 | Pumped Storage/Hydro | Balance of Plant | Auxiliary Systems | Closed Cooling Water Systems | 3822 | Closed cooling water valves
650 | Fluidized Bed | Balance of Plant | Auxiliary Systems | Closed Cooling Water Systems | 3822 | Closed cooling water valves
800 | Miscellaneous | Balance of Plant | Auxiliary Systems | Closed Cooling Water Systems | 3822 | Closed cooling water valves
810 | Multi-boiler/Multi-turbine | Balance of Plant | Auxiliary Systems | Closed Cooling Water Systems | 3822 | Closed cooling water valves
830 | Geothermal | Balance of Plant | Auxiliary Systems | Closed Cooling Water Systems | 3822 | Closed cooling water valves
850 | Combined Cycle Block | Balance of Plant | Auxiliary Systems | Closed Cooling Water Systems | 3822 | Closed cooling water valves
851 | CC GT units | Balance of Plant | Auxiliary Systems | Closed Cooling Water Systems | 3822 | Closed cooling water valves
852 | CC steam units | Balance of Plant | Auxiliary Systems | Closed Cooling Water Systems | 3822 | Closed cooling water valves
860 | Co-generator Block | Balance of Plant | Auxiliary Systems | Closed Cooling Water Systems | 3822 | Closed cooling water valves
861 | CoG GT units | Balance of Plant | Auxiliary Systems | Closed Cooling Water Systems | 3822 | Closed cooling water valves
862 | CoG steam units | Balance of Plant | Auxiliary Systems | Closed Cooling Water Systems | 3822 | Closed cooling water valves
100 | Fossil-Steam | Balance of Plant | Auxiliary Systems | Closed Cooling Water Systems | 3823 | Closed cooling water heat exchangers
200 | Nuclear | Balance of Plant | Auxiliary Systems | Closed Cooling Water Systems | 3823 | Closed cooling water heat exchangers
300 | Gas Turbine/Jet Engine (Simple Cycle Operation) | Balance of Plant | Auxiliary Systems | Closed Cooling Water Systems | 3823 | Closed cooling water heat exchangers
500 | Pumped Storage/Hydro | Balance of Plant | Auxiliary Systems | Closed Cooling Water Systems | 3823 | Closed cooling water heat exchangers
650 | Fluidized Bed | Balance of Plant | Auxiliary Systems | Closed Cooling Water Systems | 3823 | Closed cooling water heat exchangers
800 | Miscellaneous | Balance of Plant | Auxiliary Systems | Closed Cooling Water Systems | 3823 | Closed cooling water heat exchangers
810 | Multi-boiler/Multi-turbine | Balance of Plant | Auxiliary Systems | Closed Cooling Water Systems | 3823 | Closed cooling water heat exchangers
830 | Geothermal | Balance of Plant | Auxiliary Systems | Closed Cooling Water Systems | 3823 | Closed cooling water heat exchangers
850 | Combined Cycle Block | Balance of Plant | Auxiliary Systems | Closed Cooling Water Systems | 3823 | Closed cooling water heat exchangers
851 | CC GT units | Balance of Plant | Auxiliary Systems | Closed Cooling Water Systems | 3823 | Closed cooling water heat exchangers
852 | CC steam units | Balance of Plant | Auxiliary Systems | Closed Cooling Water Systems | 3823 | Closed cooling water heat exchangers
860 | Co-generator Block | Balance of Plant | Auxiliary Systems | Closed Cooling Water Systems | 3823 | Closed cooling water heat exchangers
861 | CoG GT units | Balance of Plant | Auxiliary Systems | Closed Cooling Water Systems | 3823 | Closed cooling water heat exchangers
862 | CoG steam units | Balance of Plant | Auxiliary Systems | Closed Cooling Water Systems | 3823 | Closed cooling water heat exchangers
100 | Fossil-Steam | Balance of Plant | Auxiliary Systems | Closed Cooling Water Systems | 3824 | Closed cooling water system fouling
200 | Nuclear | Balance of Plant | Auxiliary Systems | Closed Cooling Water Systems | 3824 | Closed cooling water system fouling
300 | Gas Turbine/Jet Engine (Simple Cycle Operation) | Balance of Plant | Auxiliary Systems | Closed Cooling Water Systems | 3824 | Closed cooling water system fouling
500 | Pumped Storage/Hydro | Balance of Plant | Auxiliary Systems | Closed Cooling Water Systems | 3824 | Closed cooling water system fouling
650 | Fluidized Bed | Balance of Plant | Auxiliary Systems | Closed Cooling Water Systems | 3824 | Closed cooling water system fouling
800 | Miscellaneous | Balance of Plant | Auxiliary Systems | Closed Cooling Water Systems | 3824 | Closed cooling water system fouling
810 | Multi-boiler/Multi-turbine | Balance of Plant | Auxiliary Systems | Closed Cooling Water Systems | 3824 | Closed cooling water system fouling
830 | Geothermal | Balance of Plant | Auxiliary Systems | Closed Cooling Water Systems | 3824 | Closed cooling water system fouling
850 | Combined Cycle Block | Balance of Plant | Auxiliary Systems | Closed Cooling Water Systems | 3824 | Closed cooling water system fouling
851 | CC GT units | Balance of Plant | Auxiliary Systems | Closed Cooling Water Systems | 3824 | Closed cooling water system fouling
852 | CC steam units | Balance of Plant | Auxiliary Systems | Closed Cooling Water Systems | 3824 | Closed cooling water system fouling
860 | Co-generator Block | Balance of Plant | Auxiliary Systems | Closed Cooling Water Systems | 3824 | Closed cooling water system fouling
861 | CoG GT units | Balance of Plant | Auxiliary Systems | Closed Cooling Water Systems | 3824 | Closed cooling water system fouling
862 | CoG steam units | Balance of Plant | Auxiliary Systems | Closed Cooling Water Systems | 3824 | Closed cooling water system fouling
100 | Fossil-Steam | Balance of Plant | Auxiliary Systems | Closed Cooling Water Systems | 3825 | Closed cooling water instrumentation
200 | Nuclear | Balance of Plant | Auxiliary Systems | Closed Cooling Water Systems | 3825 | Closed cooling water instrumentation
650 | Fluidized Bed | Balance of Plant | Auxiliary Systems | Closed Cooling Water Systems | 3825 | Closed cooling water instrumentation
800 | Miscellaneous | Balance of Plant | Auxiliary Systems | Closed Cooling Water Systems | 3825 | Closed cooling water instrumentation
810 | Multi-boiler/Multi-turbine | Balance of Plant | Auxiliary Systems | Closed Cooling Water Systems | 3825 | Closed cooling water instrumentation
830 | Geothermal | Balance of Plant | Auxiliary Systems | Closed Cooling Water Systems | 3825 | Closed cooling water instrumentation
850 | Combined Cycle Block | Balance of Plant | Auxiliary Systems | Closed Cooling Water Systems | 3825 | Closed cooling water instrumentation
851 | CC GT units | Balance of Plant | Auxiliary Systems | Closed Cooling Water Systems | 3825 | Closed cooling water instrumentation
852 | CC steam units | Balance of Plant | Auxiliary Systems | Closed Cooling Water Systems | 3825 | Closed cooling water instrumentation
860 | Co-generator Block | Balance of Plant | Auxiliary Systems | Closed Cooling Water Systems | 3825 | Closed cooling water instrumentation
861 | CoG GT units | Balance of Plant | Auxiliary Systems | Closed Cooling Water Systems | 3825 | Closed cooling water instrumentation
862 | CoG steam units | Balance of Plant | Auxiliary Systems | Closed Cooling Water Systems | 3825 | Closed cooling water instrumentation
100 | Fossil-Steam | Balance of Plant | Auxiliary Systems | Closed Cooling Water Systems | 3826 | Closed cooling water strainer
200 | Nuclear | Balance of Plant | Auxiliary Systems | Closed Cooling Water Systems | 3826 | Closed cooling water strainer
650 | Fluidized Bed | Balance of Plant | Auxiliary Systems | Closed Cooling Water Systems | 3826 | Closed cooling water strainer
800 | Miscellaneous | Balance of Plant | Auxiliary Systems | Closed Cooling Water Systems | 3826 | Closed cooling water strainer
810 | Multi-boiler/Multi-turbine | Balance of Plant | Auxiliary Systems | Closed Cooling Water Systems | 3826 | Closed cooling water strainer
830 | Geothermal | Balance of Plant | Auxiliary Systems | Closed Cooling Water Systems | 3826 | Closed cooling water strainer
850 | Combined Cycle Block | Balance of Plant | Auxiliary Systems | Closed Cooling Water Systems | 3826 | Closed cooling water strainer
851 | CC GT units | Balance of Plant | Auxiliary Systems | Closed Cooling Water Systems | 3826 | Closed cooling water strainer
852 | CC steam units | Balance of Plant | Auxiliary Systems | Closed Cooling Water Systems | 3826 | Closed cooling water strainer
860 | Co-generator Block | Balance of Plant | Auxiliary Systems | Closed Cooling Water Systems | 3826 | Closed cooling water strainer
861 | CoG GT units | Balance of Plant | Auxiliary Systems | Closed Cooling Water Systems | 3826 | Closed cooling water strainer
862 | CoG steam units | Balance of Plant | Auxiliary Systems | Closed Cooling Water Systems | 3826 | Closed cooling water strainer
100 | Fossil-Steam | Balance of Plant | Auxiliary Systems | Closed Cooling Water Systems | 3829 | Other closed cooling water system problems
200 | Nuclear | Balance of Plant | Auxiliary Systems | Closed Cooling Water Systems | 3829 | Other closed cooling water system problems
300 | Gas Turbine/Jet Engine (Simple Cycle Operation) | Balance of Plant | Auxiliary Systems | Closed Cooling Water Systems | 3829 | Other closed cooling water system problems
500 | Pumped Storage/Hydro | Balance of Plant | Auxiliary Systems | Closed Cooling Water Systems | 3829 | Other closed cooling water system problems
650 | Fluidized Bed | Balance of Plant | Auxiliary Systems | Closed Cooling Water Systems | 3829 | Other closed cooling water system problems
800 | Miscellaneous | Balance of Plant | Auxiliary Systems | Closed Cooling Water Systems | 3829 | Other closed cooling water system problems
810 | Multi-boiler/Multi-turbine | Balance of Plant | Auxiliary Systems | Closed Cooling Water Systems | 3829 | Other closed cooling water system problems
830 | Geothermal | Balance of Plant | Auxiliary Systems | Closed Cooling Water Systems | 3829 | Other closed cooling water system problems
850 | Combined Cycle Block | Balance of Plant | Auxiliary Systems | Closed Cooling Water Systems | 3829 | Other closed cooling water system problems
851 | CC GT units | Balance of Plant | Auxiliary Systems | Closed Cooling Water Systems | 3829 | Other closed cooling water system problems
852 | CC steam units | Balance of Plant | Auxiliary Systems | Closed Cooling Water Systems | 3829 | Other closed cooling water system problems
860 | Co-generator Block | Balance of Plant | Auxiliary Systems | Closed Cooling Water Systems | 3829 | Other closed cooling water system problems
861 | CoG GT units | Balance of Plant | Auxiliary Systems | Closed Cooling Water Systems | 3829 | Other closed cooling water system problems
862 | CoG steam units | Balance of Plant | Auxiliary Systems | Closed Cooling Water Systems | 3829 | Other closed cooling water system problems
100 | Fossil-Steam | Balance of Plant | Auxiliary Systems | Auxiliary Steam | 3830 | Auxiliary boiler
200 | Nuclear | Balance of Plant | Auxiliary Systems | Auxiliary Steam | 3830 | Auxiliary boiler
300 | Gas Turbine/Jet Engine (Simple Cycle Operation) | Balance of Plant | Auxiliary Systems | Auxiliary Steam | 3830 | Auxiliary boiler
500 | Pumped Storage/Hydro | Balance of Plant | Auxiliary Systems | Auxiliary Steam | 3830 | Auxiliary boiler
650 | Fluidized Bed | Balance of Plant | Auxiliary Systems | Auxiliary Steam | 3830 | Auxiliary boiler
800 | Miscellaneous | Balance of Plant | Auxiliary Systems | Auxiliary Steam | 3830 | Auxiliary boiler
810 | Multi-boiler/Multi-turbine | Balance of Plant | Auxiliary Systems | Auxiliary Steam | 3830 | Auxiliary boiler
830 | Geothermal | Balance of Plant | Auxiliary Systems | Auxiliary Steam | 3830 | Auxiliary boiler
850 | Combined Cycle Block | Balance of Plant | Auxiliary Systems | Auxiliary Steam | 3830 | Auxiliary boiler
851 | CC GT units | Balance of Plant | Auxiliary Systems | Auxiliary Steam | 3830 | Auxiliary boiler
852 | CC steam units | Balance of Plant | Auxiliary Systems | Auxiliary Steam | 3830 | Auxiliary boiler
860 | Co-generator Block | Balance of Plant | Auxiliary Systems | Auxiliary Steam | 3830 | Auxiliary boiler
861 | CoG GT units | Balance of Plant | Auxiliary Systems | Auxiliary Steam | 3830 | Auxiliary boiler
862 | CoG steam units | Balance of Plant | Auxiliary Systems | Auxiliary Steam | 3830 | Auxiliary boiler
100 | Fossil-Steam | Balance of Plant | Auxiliary Systems | Auxiliary Steam | 3831 | Auxiliary steam piping
200 | Nuclear | Balance of Plant | Auxiliary Systems | Auxiliary Steam | 3831 | Auxiliary steam piping
300 | Gas Turbine/Jet Engine (Simple Cycle Operation) | Balance of Plant | Auxiliary Systems | Auxiliary Steam | 3831 | Auxiliary steam piping
500 | Pumped Storage/Hydro | Balance of Plant | Auxiliary Systems | Auxiliary Steam | 3831 | Auxiliary steam piping
650 | Fluidized Bed | Balance of Plant | Auxiliary Systems | Auxiliary Steam | 3831 | Auxiliary steam piping
800 | Miscellaneous | Balance of Plant | Auxiliary Systems | Auxiliary Steam | 3831 | Auxiliary steam piping
810 | Multi-boiler/Multi-turbine | Balance of Plant | Auxiliary Systems | Auxiliary Steam | 3831 | Auxiliary steam piping
830 | Geothermal | Balance of Plant | Auxiliary Systems | Auxiliary Steam | 3831 | Auxiliary steam piping
850 | Combined Cycle Block | Balance of Plant | Auxiliary Systems | Auxiliary Steam | 3831 | Auxiliary steam piping
851 | CC GT units | Balance of Plant | Auxiliary Systems | Auxiliary Steam | 3831 | Auxiliary steam piping
852 | CC steam units | Balance of Plant | Auxiliary Systems | Auxiliary Steam | 3831 | Auxiliary steam piping
860 | Co-generator Block | Balance of Plant | Auxiliary Systems | Auxiliary Steam | 3831 | Auxiliary steam piping
861 | CoG GT units | Balance of Plant | Auxiliary Systems | Auxiliary Steam | 3831 | Auxiliary steam piping
862 | CoG steam units | Balance of Plant | Auxiliary Systems | Auxiliary Steam | 3831 | Auxiliary steam piping
100 | Fossil-Steam | Balance of Plant | Auxiliary Systems | Auxiliary Steam | 3832 | Auxiliary steam valves
200 | Nuclear | Balance of Plant | Auxiliary Systems | Auxiliary Steam | 3832 | Auxiliary steam valves
300 | Gas Turbine/Jet Engine (Simple Cycle Operation) | Balance of Plant | Auxiliary Systems | Auxiliary Steam | 3832 | Auxiliary steam valves
500 | Pumped Storage/Hydro | Balance of Plant | Auxiliary Systems | Auxiliary Steam | 3832 | Auxiliary steam valves
650 | Fluidized Bed | Balance of Plant | Auxiliary Systems | Auxiliary Steam | 3832 | Auxiliary steam valves
800 | Miscellaneous | Balance of Plant | Auxiliary Systems | Auxiliary Steam | 3832 | Auxiliary steam valves
810 | Multi-boiler/Multi-turbine | Balance of Plant | Auxiliary Systems | Auxiliary Steam | 3832 | Auxiliary steam valves
830 | Geothermal | Balance of Plant | Auxiliary Systems | Auxiliary Steam | 3832 | Auxiliary steam valves
850 | Combined Cycle Block | Balance of Plant | Auxiliary Systems | Auxiliary Steam | 3832 | Auxiliary steam valves
851 | CC GT units | Balance of Plant | Auxiliary Systems | Auxiliary Steam | 3832 | Auxiliary steam valves
852 | CC steam units | Balance of Plant | Auxiliary Systems | Auxiliary Steam | 3832 | Auxiliary steam valves
860 | Co-generator Block | Balance of Plant | Auxiliary Systems | Auxiliary Steam | 3832 | Auxiliary steam valves
861 | CoG GT units | Balance of Plant | Auxiliary Systems | Auxiliary Steam | 3832 | Auxiliary steam valves
862 | CoG steam units | Balance of Plant | Auxiliary Systems | Auxiliary Steam | 3832 | Auxiliary steam valves
100 | Fossil-Steam | Balance of Plant | Auxiliary Systems | Auxiliary Steam | 3833 | Auxiliary steam controls and instruments
200 | Nuclear | Balance of Plant | Auxiliary Systems | Auxiliary Steam | 3833 | Auxiliary steam controls and instruments
300 | Gas Turbine/Jet Engine (Simple Cycle Operation) | Balance of Plant | Auxiliary Systems | Auxiliary Steam | 3833 | Auxiliary steam controls and instruments
500 | Pumped Storage/Hydro | Balance of Plant | Auxiliary Systems | Auxiliary Steam | 3833 | Auxiliary steam controls and instruments
650 | Fluidized Bed | Balance of Plant | Auxiliary Systems | Auxiliary Steam | 3833 | Auxiliary steam controls and instruments
800 | Miscellaneous | Balance of Plant | Auxiliary Systems | Auxiliary Steam | 3833 | Auxiliary steam controls and instruments
810 | Multi-boiler/Multi-turbine | Balance of Plant | Auxiliary Systems | Auxiliary Steam | 3833 | Auxiliary steam controls and instruments
830 | Geothermal | Balance of Plant | Auxiliary Systems | Auxiliary Steam | 3833 | Auxiliary steam controls and instruments
850 | Combined Cycle Block | Balance of Plant | Auxiliary Systems | Auxiliary Steam | 3833 | Auxiliary steam controls and instruments
851 | CC GT units | Balance of Plant | Auxiliary Systems | Auxiliary Steam | 3833 | Auxiliary steam controls and instruments
852 | CC steam units | Balance of Plant | Auxiliary Systems | Auxiliary Steam | 3833 | Auxiliary steam controls and instruments
860 | Co-generator Block | Balance of Plant | Auxiliary Systems | Auxiliary Steam | 3833 | Auxiliary steam controls and instruments
861 | CoG GT units | Balance of Plant | Auxiliary Systems | Auxiliary Steam | 3833 | Auxiliary steam controls and instruments
862 | CoG steam units | Balance of Plant | Auxiliary Systems | Auxiliary Steam | 3833 | Auxiliary steam controls and instruments
100 | Fossil-Steam | Balance of Plant | Auxiliary Systems | Auxiliary Steam | 3834 | Auxiliary boiler tube leaks
200 | Nuclear | Balance of Plant | Auxiliary Systems | Auxiliary Steam | 3834 | Auxiliary boiler tube leaks
300 | Gas Turbine/Jet Engine (Simple Cycle Operation) | Balance of Plant | Auxiliary Systems | Auxiliary Steam | 3834 | Auxiliary boiler tube leaks
500 | Pumped Storage/Hydro | Balance of Plant | Auxiliary Systems | Auxiliary Steam | 3834 | Auxiliary boiler tube leaks
650 | Fluidized Bed | Balance of Plant | Auxiliary Systems | Auxiliary Steam | 3834 | Auxiliary boiler tube leaks
800 | Miscellaneous | Balance of Plant | Auxiliary Systems | Auxiliary Steam | 3834 | Auxiliary boiler tube leaks
810 | Multi-boiler/Multi-turbine | Balance of Plant | Auxiliary Systems | Auxiliary Steam | 3834 | Auxiliary boiler tube leaks
830 | Geothermal | Balance of Plant | Auxiliary Systems | Auxiliary Steam | 3834 | Auxiliary boiler tube leaks
850 | Combined Cycle Block | Balance of Plant | Auxiliary Systems | Auxiliary Steam | 3834 | Auxiliary boiler tube leaks
851 | CC GT units | Balance of Plant | Auxiliary Systems | Auxiliary Steam | 3834 | Auxiliary boiler tube leaks
852 | CC steam units | Balance of Plant | Auxiliary Systems | Auxiliary Steam | 3834 | Auxiliary boiler tube leaks
860 | Co-generator Block | Balance of Plant | Auxiliary Systems | Auxiliary Steam | 3834 | Auxiliary boiler tube leaks
861 | CoG GT units | Balance of Plant | Auxiliary Systems | Auxiliary Steam | 3834 | Auxiliary boiler tube leaks
862 | CoG steam units | Balance of Plant | Auxiliary Systems | Auxiliary Steam | 3834 | Auxiliary boiler tube leaks
100 | Fossil-Steam | Balance of Plant | Auxiliary Systems | Auxiliary Steam | 3835 | Auxiliary boiler burner management system
200 | Nuclear | Balance of Plant | Auxiliary Systems | Auxiliary Steam | 3835 | Auxiliary boiler burner management system
650 | Fluidized Bed | Balance of Plant | Auxiliary Systems | Auxiliary Steam | 3835 | Auxiliary boiler burner management system
800 | Miscellaneous | Balance of Plant | Auxiliary Systems | Auxiliary Steam | 3835 | Auxiliary boiler burner management system
810 | Multi-boiler/Multi-turbine | Balance of Plant | Auxiliary Systems | Auxiliary Steam | 3835 | Auxiliary boiler burner management system
830 | Geothermal | Balance of Plant | Auxiliary Systems | Auxiliary Steam | 3835 | Auxiliary boiler burner management system
850 | Combined Cycle Block | Balance of Plant | Auxiliary Systems | Auxiliary Steam | 3835 | Auxiliary boiler burner management system
851 | CC GT units | Balance of Plant | Auxiliary Systems | Auxiliary Steam | 3835 | Auxiliary boiler burner management system
852 | CC steam units | Balance of Plant | Auxiliary Systems | Auxiliary Steam | 3835 | Auxiliary boiler burner management system
860 | Co-generator Block | Balance of Plant | Auxiliary Systems | Auxiliary Steam | 3835 | Auxiliary boiler burner management system
861 | CoG GT units | Balance of Plant | Auxiliary Systems | Auxiliary Steam | 3835 | Auxiliary boiler burner management system
862 | CoG steam units | Balance of Plant | Auxiliary Systems | Auxiliary Steam | 3835 | Auxiliary boiler burner management system
100 | Fossil-Steam | Balance of Plant | Auxiliary Systems | Auxiliary Steam | 3836 | Steam transfer to other unit
200 | Nuclear | Balance of Plant | Auxiliary Systems | Auxiliary Steam | 3836 | Steam transfer to other unit
650 | Fluidized Bed | Balance of Plant | Auxiliary Systems | Auxiliary Steam | 3836 | Steam transfer to other unit
800 | Miscellaneous | Balance of Plant | Auxiliary Systems | Auxiliary Steam | 3836 | Steam transfer to other unit
810 | Multi-boiler/Multi-turbine | Balance of Plant | Auxiliary Systems | Auxiliary Steam | 3836 | Steam transfer to other unit
850 | Combined Cycle Block | Balance of Plant | Auxiliary Systems | Auxiliary Steam | 3836 | Steam transfer to other unit
851 | CC GT units | Balance of Plant | Auxiliary Systems | Auxiliary Steam | 3836 | Steam transfer to other unit
852 | CC steam units | Balance of Plant | Auxiliary Systems | Auxiliary Steam | 3836 | Steam transfer to other unit
860 | Co-generator Block | Balance of Plant | Auxiliary Systems | Auxiliary Steam | 3836 | Steam transfer to other unit
861 | CoG GT units | Balance of Plant | Auxiliary Systems | Auxiliary Steam | 3836 | Steam transfer to other unit
862 | CoG steam units | Balance of Plant | Auxiliary Systems | Auxiliary Steam | 3836 | Steam transfer to other unit
100 | Fossil-Steam | Balance of Plant | Auxiliary Systems | Auxiliary Steam | 3839 | Other auxiliary steam problems (also see extraction steam codes 3520 to 3529; startup bypass codes 0630 to 0660; and soot blower steam code 0870)
200 | Nuclear | Balance of Plant | Auxiliary Systems | Auxiliary Steam | 3839 | Other auxiliary steam problems (also see extraction steam codes 3520 to 3529; startup bypass codes 0630 to 0660; and soot blower steam code 0870)
300 | Gas Turbine/Jet Engine (Simple Cycle Operation) | Balance of Plant | Auxiliary Systems | Auxiliary Steam | 3839 | Other auxiliary steam problems
500 | Pumped Storage/Hydro | Balance of Plant | Auxiliary Systems | Auxiliary Steam | 3839 | Other auxiliary steam problems
650 | Fluidized Bed | Balance of Plant | Auxiliary Systems | Auxiliary Steam | 3839 | Other auxiliary steam problems (also see extraction steam codes 3520 to 3529; startup bypass codes 0630 to 0660; and soot blower steam code 0870)
800 | Miscellaneous | Balance of Plant | Auxiliary Systems | Auxiliary Steam | 3839 | Other auxiliary steam problems (also see extraction steam codes 3520 to 3529; startup bypass codes 0630 to 0660; and soot blower steam code 0870)
810 | Multi-boiler/Multi-turbine | Balance of Plant | Auxiliary Systems | Auxiliary Steam | 3839 | Other auxiliary steam problems (also see extraction steam codes 3520 to 3529; startup bypass codes 0630 to 0660; and soot blower steam code 0870)
830 | Geothermal | Balance of Plant | Auxiliary Systems | Auxiliary Steam | 3839 | Other auxiliary steam problems (also see extraction steam codes 3520 to 3529; startup bypass codes 0630 to 0660; and soot blower steam code 0870)
850 | Combined Cycle Block | Balance of Plant | Auxiliary Systems | Auxiliary Steam | 3839 | Other auxiliary steam problems (also see extraction steam codes 3520 to 3529; startup bypass codes 0630 to 0660; and soot blower steam code 0870)
851 | CC GT units | Balance of Plant | Auxiliary Systems | Auxiliary Steam | 3839 | Other auxiliary steam problems (also see extraction steam codes 3520 to 3529; startup bypass codes 0630 to 0660; and soot blower steam code 0870)
852 | CC steam units | Balance of Plant | Auxiliary Systems | Auxiliary Steam | 3839 | Other auxiliary steam problems (also see extraction steam codes 3520 to 3529; startup bypass codes 0630 to 0660; and soot blower steam code 0870)
860 | Co-generator Block | Balance of Plant | Auxiliary Systems | Auxiliary Steam | 3839 | Other auxiliary steam problems (also see extraction steam codes 3520 to 3529; startup bypass codes 0630 to 0660; and soot blower steam code 0870)
861 | CoG GT units | Balance of Plant | Auxiliary Systems | Auxiliary Steam | 3839 | Other auxiliary steam problems (also see extraction steam codes 3520 to 3529; startup bypass codes 0630 to 0660; and soot blower steam code 0870)
862 | CoG steam units | Balance of Plant | Auxiliary Systems | Auxiliary Steam | 3839 | Other auxiliary steam problems (also see extraction steam codes 3520 to 3529; startup bypass codes 0630 to 0660; and soot blower steam code 0870)
100 | Fossil-Steam | Balance of Plant | Auxiliary Systems | Service Air | 3840 | Service air compressors
200 | Nuclear | Balance of Plant | Auxiliary Systems | Service Air | 3840 | Service air compressors
300 | Gas Turbine/Jet Engine (Simple Cycle Operation) | Balance of Plant | Auxiliary Systems | Service Air | 3840 | Service air compressors
500 | Pumped Storage/Hydro | Balance of Plant | Auxiliary Systems | Service Air | 3840 | Service air compressors
650 | Fluidized Bed | Balance of Plant | Auxiliary Systems | Service Air | 3840 | Service air compressors
800 | Miscellaneous | Balance of Plant | Auxiliary Systems | Service Air | 3840 | Service air compressors
810 | Multi-boiler/Multi-turbine | Balance of Plant | Auxiliary Systems | Service Air | 3840 | Service air compressors
830 | Geothermal | Balance of Plant | Auxiliary Systems | Service Air | 3840 | Service air compressors
850 | Combined Cycle Block | Balance of Plant | Auxiliary Systems | Service Air | 3840 | Service air compressors
851 | CC GT units | Balance of Plant | Auxiliary Systems | Service Air | 3840 | Service air compressors
852 | CC steam units | Balance of Plant | Auxiliary Systems | Service Air | 3840 | Service air compressors
860 | Co-generator Block | Balance of Plant | Auxiliary Systems | Service Air | 3840 | Service air compressors
861 | CoG GT units | Balance of Plant | Auxiliary Systems | Service Air | 3840 | Service air compressors
862 | CoG steam units | Balance of Plant | Auxiliary Systems | Service Air | 3840 | Service air compressors
100 | Fossil-Steam | Balance of Plant | Auxiliary Systems | Service Air | 3841 | Service air piping
200 | Nuclear | Balance of Plant | Auxiliary Systems | Service Air | 3841 | Service air piping
300 | Gas Turbine/Jet Engine (Simple Cycle Operation) | Balance of Plant | Auxiliary Systems | Service Air | 3841 | Service air piping
500 | Pumped Storage/Hydro | Balance of Plant | Auxiliary Systems | Service Air | 3841 | Service air piping
650 | Fluidized Bed | Balance of Plant | Auxiliary Systems | Service Air | 3841 | Service air piping
800 | Miscellaneous | Balance of Plant | Auxiliary Systems | Service Air | 3841 | Service air piping
810 | Multi-boiler/Multi-turbine | Balance of Plant | Auxiliary Systems | Service Air | 3841 | Service air piping
830 | Geothermal | Balance of Plant | Auxiliary Systems | Service Air | 3841 | Service air piping
850 | Combined Cycle Block | Balance of Plant | Auxiliary Systems | Service Air | 3841 | Service air piping
851 | CC GT units | Balance of Plant | Auxiliary Systems | Service Air | 3841 | Service air piping
852 | CC steam units | Balance of Plant | Auxiliary Systems | Service Air | 3841 | Service air piping
860 | Co-generator Block | Balance of Plant | Auxiliary Systems | Service Air | 3841 | Service air piping
861 | CoG GT units | Balance of Plant | Auxiliary Systems | Service Air | 3841 | Service air piping
862 | CoG steam units | Balance of Plant | Auxiliary Systems | Service Air | 3841 | Service air piping
100 | Fossil-Steam | Balance of Plant | Auxiliary Systems | Service Air | 3842 | Service air valves
200 | Nuclear | Balance of Plant | Auxiliary Systems | Service Air | 3842 | Service air valves
300 | Gas Turbine/Jet Engine (Simple Cycle Operation) | Balance of Plant | Auxiliary Systems | Service Air | 3842 | Service air valves
500 | Pumped Storage/Hydro | Balance of Plant | Auxiliary Systems | Service Air | 3842 | Service air valves
650 | Fluidized Bed | Balance of Plant | Auxiliary Systems | Service Air | 3842 | Service air valves
800 | Miscellaneous | Balance of Plant | Auxiliary Systems | Service Air | 3842 | Service air valves
810 | Multi-boiler/Multi-turbine | Balance of Plant | Auxiliary Systems | Service Air | 3842 | Service air valves
830 | Geothermal | Balance of Plant | Auxiliary Systems | Service Air | 3842 | Service air valves
850 | Combined Cycle Block | Balance of Plant | Auxiliary Systems | Service Air | 3842 | Service air valves
851 | CC GT units | Balance of Plant | Auxiliary Systems | Service Air | 3842 | Service air valves
852 | CC steam units | Balance of Plant | Auxiliary Systems | Service Air | 3842 | Service air valves
860 | Co-generator Block | Balance of Plant | Auxiliary Systems | Service Air | 3842 | Service air valves
861 | CoG GT units | Balance of Plant | Auxiliary Systems | Service Air | 3842 | Service air valves
862 | CoG steam units | Balance of Plant | Auxiliary Systems | Service Air | 3842 | Service air valves
100 | Fossil-Steam | Balance of Plant | Auxiliary Systems | Service Air | 3843 | Service air dryers
200 | Nuclear | Balance of Plant | Auxiliary Systems | Service Air | 3843 | Service air dryers
300 | Gas Turbine/Jet Engine (Simple Cycle Operation) | Balance of Plant | Auxiliary Systems | Service Air | 3843 | Service air dryers
500 | Pumped Storage/Hydro | Balance of Plant | Auxiliary Systems | Service Air | 3843 | Service air dryers
650 | Fluidized Bed | Balance of Plant | Auxiliary Systems | Service Air | 3843 | Service air dryers
800 | Miscellaneous | Balance of Plant | Auxiliary Systems | Service Air | 3843 | Service air dryers
810 | Multi-boiler/Multi-turbine | Balance of Plant | Auxiliary Systems | Service Air | 3843 | Service air dryers
830 | Geothermal | Balance of Plant | Auxiliary Systems | Service Air | 3843 | Service air dryers
850 | Combined Cycle Block | Balance of Plant | Auxiliary Systems | Service Air | 3843 | Service air dryers
851 | CC GT units | Balance of Plant | Auxiliary Systems | Service Air | 3843 | Service air dryers
852 | CC steam units | Balance of Plant | Auxiliary Systems | Service Air | 3843 | Service air dryers
860 | Co-generator Block | Balance of Plant | Auxiliary Systems | Service Air | 3843 | Service air dryers
861 | CoG GT units | Balance of Plant | Auxiliary Systems | Service Air | 3843 | Service air dryers
862 | CoG steam units | Balance of Plant | Auxiliary Systems | Service Air | 3843 | Service air dryers
100 | Fossil-Steam | Balance of Plant | Auxiliary Systems | Service Air | 3844 | Soot blowing air compressor and system
650 | Fluidized Bed | Balance of Plant | Auxiliary Systems | Service Air | 3844 | Soot blowing air compressor and system
800 | Miscellaneous | Balance of Plant | Auxiliary Systems | Service Air | 3844 | Soot blowing air compressor and system
810 | Multi-boiler/Multi-turbine | Balance of Plant | Auxiliary Systems | Service Air | 3844 | Soot blowing air compressor and system
830 | Geothermal | Balance of Plant | Auxiliary Systems | Service Air | 3844 | Soot blowing air compressor and system
100 | Fossil-Steam | Balance of Plant | Auxiliary Systems | Service Air | 3849 | Other service air problems
200 | Nuclear | Balance of Plant | Auxiliary Systems | Service Air | 3849 | Other service air problems
300 | Gas Turbine/Jet Engine (Simple Cycle Operation) | Balance of Plant | Auxiliary Systems | Service Air | 3849 | Other service air problems
500 | Pumped Storage/Hydro | Balance of Plant | Auxiliary Systems | Service Air | 3849 | Other service air problems
650 | Fluidized Bed | Balance of Plant | Auxiliary Systems | Service Air | 3849 | Other service air problems
800 | Miscellaneous | Balance of Plant | Auxiliary Systems | Service Air | 3849 | Other service air problems
810 | Multi-boiler/Multi-turbine | Balance of Plant | Auxiliary Systems | Service Air | 3849 | Other service air problems
830 | Geothermal | Balance of Plant | Auxiliary Systems | Service Air | 3849 | Other service air problems
850 | Combined Cycle Block | Balance of Plant | Auxiliary Systems | Service Air | 3849 | Other service air problems
851 | CC GT units | Balance of Plant | Auxiliary Systems | Service Air | 3849 | Other service air problems
852 | CC steam units | Balance of Plant | Auxiliary Systems | Service Air | 3849 | Other service air problems
860 | Co-generator Block | Balance of Plant | Auxiliary Systems | Service Air | 3849 | Other service air problems
861 | CoG GT units | Balance of Plant | Auxiliary Systems | Service Air | 3849 | Other service air problems
862 | CoG steam units | Balance of Plant | Auxiliary Systems | Service Air | 3849 | Other service air problems
100 | Fossil-Steam | Balance of Plant | Auxiliary Systems | Instrument Air | 3850 | Instrument air compressors
200 | Nuclear | Balance of Plant | Auxiliary Systems | Instrument Air | 3850 | Instrument air compressors
300 | Gas Turbine/Jet Engine (Simple Cycle Operation) | Balance of Plant | Auxiliary Systems | Instrument Air | 3850 | Instrument air compressors
400 | Internal Combustion/Reciprocating Engines | Balance of Plant | Auxiliary Systems |  | 3850 | Instrument air compressors
500 | Pumped Storage/Hydro | Balance of Plant | Auxiliary Systems | Instrument Air | 3850 | Instrument air compressors
650 | Fluidized Bed | Balance of Plant | Auxiliary Systems | Instrument Air | 3850 | Instrument air compressors
800 | Miscellaneous | Balance of Plant | Auxiliary Systems | Instrument Air | 3850 | Instrument air compressors
810 | Multi-boiler/Multi-turbine | Balance of Plant | Auxiliary Systems | Instrument Air | 3850 | Instrument air compressors
830 | Geothermal | Balance of Plant | Auxiliary Systems | Instrument Air | 3850 | Instrument air compressors
850 | Combined Cycle Block | Balance of Plant | Auxiliary Systems | Instrument Air | 3850 | Instrument air compressors
851 | CC GT units | Balance of Plant | Auxiliary Systems | Instrument Air | 3850 | Instrument air compressors
852 | CC steam units | Balance of Plant | Auxiliary Systems | Instrument Air | 3850 | Instrument air compressors
860 | Co-generator Block | Balance of Plant | Auxiliary Systems | Instrument Air | 3850 | Instrument air compressors
861 | CoG GT units | Balance of Plant | Auxiliary Systems | Instrument Air | 3850 | Instrument air compressors
862 | CoG steam units | Balance of Plant | Auxiliary Systems | Instrument Air | 3850 | Instrument air compressors
100 | Fossil-Steam | Balance of Plant | Auxiliary Systems | Instrument Air | 3851 | Instrument air piping
200 | Nuclear | Balance of Plant | Auxiliary Systems | Instrument Air | 3851 | Instrument air piping
300 | Gas Turbine/Jet Engine (Simple Cycle Operation) | Balance of Plant | Auxiliary Systems | Instrument Air | 3851 | Instrument air piping
400 | Internal Combustion/Reciprocating Engines | Balance of Plant | Auxiliary Systems |  | 3851 | Instrument air piping
500 | Pumped Storage/Hydro | Balance of Plant | Auxiliary Systems | Instrument Air | 3851 | Instrument air piping
650 | Fluidized Bed | Balance of Plant | Auxiliary Systems | Instrument Air | 3851 | Instrument air piping
800 | Miscellaneous | Balance of Plant | Auxiliary Systems | Instrument Air | 3851 | Instrument air piping
810 | Multi-boiler/Multi-turbine | Balance of Plant | Auxiliary Systems | Instrument Air | 3851 | Instrument air piping
830 | Geothermal | Balance of Plant | Auxiliary Systems | Instrument Air | 3851 | Instrument air piping
850 | Combined Cycle Block | Balance of Plant | Auxiliary Systems | Instrument Air | 3851 | Instrument air piping
851 | CC GT units | Balance of Plant | Auxiliary Systems | Instrument Air | 3851 | Instrument air piping
852 | CC steam units | Balance of Plant | Auxiliary Systems | Instrument Air | 3851 | Instrument air piping
860 | Co-generator Block | Balance of Plant | Auxiliary Systems | Instrument Air | 3851 | Instrument air piping
861 | CoG GT units | Balance of Plant | Auxiliary Systems | Instrument Air | 3851 | Instrument air piping
862 | CoG steam units | Balance of Plant | Auxiliary Systems | Instrument Air | 3851 | Instrument air piping
100 | Fossil-Steam | Balance of Plant | Auxiliary Systems | Instrument Air | 3852 | Instrument air valves
200 | Nuclear | Balance of Plant | Auxiliary Systems | Instrument Air | 3852 | Instrument air valves
300 | Gas Turbine/Jet Engine (Simple Cycle Operation) | Balance of Plant | Auxiliary Systems | Instrument Air | 3852 | Instrument air valves
400 | Internal Combustion/Reciprocating Engines | Balance of Plant | Auxiliary Systems |  | 3852 | Instrument air valves
500 | Pumped Storage/Hydro | Balance of Plant | Auxiliary Systems | Instrument Air | 3852 | Instrument air valves
650 | Fluidized Bed | Balance of Plant | Auxiliary Systems | Instrument Air | 3852 | Instrument air valves
800 | Miscellaneous | Balance of Plant | Auxiliary Systems | Instrument Air | 3852 | Instrument air valves
810 | Multi-boiler/Multi-turbine | Balance of Plant | Auxiliary Systems | Instrument Air | 3852 | Instrument air valves
830 | Geothermal | Balance of Plant | Auxiliary Systems | Instrument Air | 3852 | Instrument air valves
850 | Combined Cycle Block | Balance of Plant | Auxiliary Systems | Instrument Air | 3852 | Instrument air valves
851 | CC GT units | Balance of Plant | Auxiliary Systems | Instrument Air | 3852 | Instrument air valves
852 | CC steam units | Balance of Plant | Auxiliary Systems | Instrument Air | 3852 | Instrument air valves
860 | Co-generator Block | Balance of Plant | Auxiliary Systems | Instrument Air | 3852 | Instrument air valves
861 | CoG GT units | Balance of Plant | Auxiliary Systems | Instrument Air | 3852 | Instrument air valves
862 | CoG steam units | Balance of Plant | Auxiliary Systems | Instrument Air | 3852 | Instrument air valves
100 | Fossil-Steam | Balance of Plant | Auxiliary Systems | Instrument Air | 3853 | Instrument air dryers
200 | Nuclear | Balance of Plant | Auxiliary Systems | Instrument Air | 3853 | Instrument air dryers
300 | Gas Turbine/Jet Engine (Simple Cycle Operation) | Balance of Plant | Auxiliary Systems | Instrument Air | 3853 | Instrument air dryers
400 | Internal Combustion/Reciprocating Engines | Balance of Plant | Auxiliary Systems |  | 3853 | Instrument air dryers
500 | Pumped Storage/Hydro | Balance of Plant | Auxiliary Systems | Instrument Air | 3853 | Instrument air dryers
650 | Fluidized Bed | Balance of Plant | Auxiliary Systems | Instrument Air | 3853 | Instrument air dryers
800 | Miscellaneous | Balance of Plant | Auxiliary Systems | Instrument Air | 3853 | Instrument air dryers
810 | Multi-boiler/Multi-turbine | Balance of Plant | Auxiliary Systems | Instrument Air | 3853 | Instrument air dryers
830 | Geothermal | Balance of Plant | Auxiliary Systems | Instrument Air | 3853 | Instrument air dryers
850 | Combined Cycle Block | Balance of Plant | Auxiliary Systems | Instrument Air | 3853 | Instrument air dryers
851 | CC GT units | Balance of Plant | Auxiliary Systems | Instrument Air | 3853 | Instrument air dryers
852 | CC steam units | Balance of Plant | Auxiliary Systems | Instrument Air | 3853 | Instrument air dryers
860 | Co-generator Block | Balance of Plant | Auxiliary Systems | Instrument Air | 3853 | Instrument air dryers
861 | CoG GT units | Balance of Plant | Auxiliary Systems | Instrument Air | 3853 | Instrument air dryers
862 | CoG steam units | Balance of Plant | Auxiliary Systems | Instrument Air | 3853 | Instrument air dryers
100 | Fossil-Steam | Balance of Plant | Auxiliary Systems | Instrument Air | 3854 | N2 backup to instrument air
200 | Nuclear | Balance of Plant | Auxiliary Systems | Instrument Air | 3854 | N2 backup to instrument air
300 | Gas Turbine/Jet Engine (Simple Cycle Operation) | Balance of Plant | Auxiliary Systems | Instrument Air | 3854 | N2 backup to instrument air
400 | Internal Combustion/Reciprocating Engines | Balance of Plant | Auxiliary Systems |  | 3854 | N2 backup to instrument air
500 | Pumped Storage/Hydro | Balance of Plant | Auxiliary Systems | Instrument Air | 3854 | N2 backup to instrument air
650 | Fluidized Bed | Balance of Plant | Auxiliary Systems | Instrument Air | 3854 | N2 backup to instrument air
800 | Miscellaneous | Balance of Plant | Auxiliary Systems | Instrument Air | 3854 | N2 backup to instrument air
810 | Multi-boiler/Multi-turbine | Balance of Plant | Auxiliary Systems | Instrument Air | 3854 | N2 backup to instrument air
830 | Geothermal | Balance of Plant | Auxiliary Systems | Instrument Air | 3854 | N2 backup to instrument air
850 | Combined Cycle Block | Balance of Plant | Auxiliary Systems | Instrument Air | 3854 | N2 backup to instrument air
851 | CC GT units | Balance of Plant | Auxiliary Systems | Instrument Air | 3854 | N2 backup to instrument air
852 | CC steam units | Balance of Plant | Auxiliary Systems | Instrument Air | 3854 | N2 backup to instrument air
860 | Co-generator Block | Balance of Plant | Auxiliary Systems | Instrument Air | 3854 | N2 backup to instrument air
861 | CoG GT units | Balance of Plant | Auxiliary Systems | Instrument Air | 3854 | N2 backup to instrument air
862 | CoG steam units | Balance of Plant | Auxiliary Systems | Instrument Air | 3854 | N2 backup to instrument air
100 | Fossil-Steam | Balance of Plant | Auxiliary Systems | Instrument Air | 3859 | Other instrument air problems
200 | Nuclear | Balance of Plant | Auxiliary Systems | Instrument Air | 3859 | Other instrument air problems
300 | Gas Turbine/Jet Engine (Simple Cycle Operation) | Balance of Plant | Auxiliary Systems | Instrument Air | 3859 | Other instrument air problems
400 | Internal Combustion/Reciprocating Engines | Balance of Plant | Auxiliary Systems |  | 3859 | Other instrument air problems
500 | Pumped Storage/Hydro | Balance of Plant | Auxiliary Systems | Instrument Air | 3859 | Other instrument air problems
650 | Fluidized Bed | Balance of Plant | Auxiliary Systems | Instrument Air | 3859 | Other instrument air problems
800 | Miscellaneous | Balance of Plant | Auxiliary Systems | Instrument Air | 3859 | Other instrument air problems
810 | Multi-boiler/Multi-turbine | Balance of Plant | Auxiliary Systems | Instrument Air | 3859 | Other instrument air problems
830 | Geothermal | Balance of Plant | Auxiliary Systems | Instrument Air | 3859 | Other instrument air problems
850 | Combined Cycle Block | Balance of Plant | Auxiliary Systems | Instrument Air | 3859 | Other instrument air problems
851 | CC GT units | Balance of Plant | Auxiliary Systems | Instrument Air | 3859 | Other instrument air problems
852 | CC steam units | Balance of Plant | Auxiliary Systems | Instrument Air | 3859 | Other instrument air problems
860 | Co-generator Block | Balance of Plant | Auxiliary Systems | Instrument Air | 3859 | Other instrument air problems
861 | CoG GT units | Balance of Plant | Auxiliary Systems | Instrument Air | 3859 | Other instrument air problems
862 | CoG steam units | Balance of Plant | Auxiliary Systems | Instrument Air | 3859 | Other instrument air problems
100 | Fossil-Steam | Balance of Plant | Auxiliary Systems | Fire Protection System | 3860 | Fire protection system pumps
200 | Nuclear | Balance of Plant | Auxiliary Systems | Fire Protection System | 3860 | Fire protection system pumps
300 | Gas Turbine/Jet Engine (Simple Cycle Operation) | Balance of Plant | Auxiliary Systems | Fire Protection System | 3860 | Fire protection system pumps
400 | Internal Combustion/Reciprocating Engines | Balance of Plant | Auxiliary Systems |  | 3860 | Fire protection system pumps
500 | Pumped Storage/Hydro | Balance of Plant | Auxiliary Systems | Fire Protection System | 3860 | Fire protection system pumps
650 | Fluidized Bed | Balance of Plant | Auxiliary Systems | Fire Protection System | 3860 | Fire protection system pumps
800 | Miscellaneous | Balance of Plant | Auxiliary Systems | Fire Protection System | 3860 | Fire protection system pumps
810 | Multi-boiler/Multi-turbine | Balance of Plant | Auxiliary Systems | Fire Protection System | 3860 | Fire protection system pumps
830 | Geothermal | Balance of Plant | Auxiliary Systems | Fire Protection System | 3860 | Fire protection system pumps
850 | Combined Cycle Block | Balance of Plant | Auxiliary Systems | Fire Protection System | 3860 | Fire protection system pumps
851 | CC GT units | Balance of Plant | Auxiliary Systems | Fire Protection System | 3860 | Fire protection system pumps
852 | CC steam units | Balance of Plant | Auxiliary Systems | Fire Protection System | 3860 | Fire protection system pumps
860 | Co-generator Block | Balance of Plant | Auxiliary Systems | Fire Protection System | 3860 | Fire protection system pumps
861 | CoG GT units | Balance of Plant | Auxiliary Systems | Fire Protection System | 3860 | Fire protection system pumps
862 | CoG steam units | Balance of Plant | Auxiliary Systems | Fire Protection System | 3860 | Fire protection system pumps
100 | Fossil-Steam | Balance of Plant | Auxiliary Systems | Fire Protection System | 3861 | Fire protection system piping
200 | Nuclear | Balance of Plant | Auxiliary Systems | Fire Protection System | 3861 | Fire protection system piping
300 | Gas Turbine/Jet Engine (Simple Cycle Operation) | Balance of Plant | Auxiliary Systems | Fire Protection System | 3861 | Fire protection system piping
400 | Internal Combustion/Reciprocating Engines | Balance of Plant | Auxiliary Systems |  | 3861 | Fire protection system piping
500 | Pumped Storage/Hydro | Balance of Plant | Auxiliary Systems | Fire Protection System | 3861 | Fire protection system piping
650 | Fluidized Bed | Balance of Plant | Auxiliary Systems | Fire Protection System | 3861 | Fire protection system piping
800 | Miscellaneous | Balance of Plant | Auxiliary Systems | Fire Protection System | 3861 | Fire protection system piping
810 | Multi-boiler/Multi-turbine | Balance of Plant | Auxiliary Systems | Fire Protection System | 3861 | Fire protection system piping
830 | Geothermal | Balance of Plant | Auxiliary Systems | Fire Protection System | 3861 | Fire protection system piping
850 | Combined Cycle Block | Balance of Plant | Auxiliary Systems | Fire Protection System | 3861 | Fire protection system piping
851 | CC GT units | Balance of Plant | Auxiliary Systems | Fire Protection System | 3861 | Fire protection system piping
852 | CC steam units | Balance of Plant | Auxiliary Systems | Fire Protection System | 3861 | Fire protection system piping
860 | Co-generator Block | Balance of Plant | Auxiliary Systems | Fire Protection System | 3861 | Fire protection system piping
861 | CoG GT units | Balance of Plant | Auxiliary Systems | Fire Protection System | 3861 | Fire protection system piping
862 | CoG steam units | Balance of Plant | Auxiliary Systems | Fire Protection System | 3861 | Fire protection system piping
100 | Fossil-Steam | Balance of Plant | Auxiliary Systems | Fire Protection System | 3862 | Fire protection system valves
200 | Nuclear | Balance of Plant | Auxiliary Systems | Fire Protection System | 3862 | Fire protection system valves
300 | Gas Turbine/Jet Engine (Simple Cycle Operation) | Balance of Plant | Auxiliary Systems | Fire Protection System | 3862 | Fire protection system valves
400 | Internal Combustion/Reciprocating Engines | Balance of Plant | Auxiliary Systems |  | 3862 | Fire protection system valves
500 | Pumped Storage/Hydro | Balance of Plant | Auxiliary Systems | Fire Protection System | 3862 | Fire protection system valves
650 | Fluidized Bed | Balance of Plant | Auxiliary Systems | Fire Protection System | 3862 | Fire protection system valves
800 | Miscellaneous | Balance of Plant | Auxiliary Systems | Fire Protection System | 3862 | Fire protection system valves
810 | Multi-boiler/Multi-turbine | Balance of Plant | Auxiliary Systems | Fire Protection System | 3862 | Fire protection system valves
830 | Geothermal | Balance of Plant | Auxiliary Systems | Fire Protection System | 3862 | Fire protection system valves
850 | Combined Cycle Block | Balance of Plant | Auxiliary Systems | Fire Protection System | 3862 | Fire protection system valves
851 | CC GT units | Balance of Plant | Auxiliary Systems | Fire Protection System | 3862 | Fire protection system valves
852 | CC steam units | Balance of Plant | Auxiliary Systems | Fire Protection System | 3862 | Fire protection system valves
860 | Co-generator Block | Balance of Plant | Auxiliary Systems | Fire Protection System | 3862 | Fire protection system valves
861 | CoG GT units | Balance of Plant | Auxiliary Systems | Fire Protection System | 3862 | Fire protection system valves
862 | CoG steam units | Balance of Plant | Auxiliary Systems | Fire Protection System | 3862 | Fire protection system valves
100 | Fossil-Steam | Balance of Plant | Auxiliary Systems | Fire Protection System | 3863 | Fire protection system fouling
200 | Nuclear | Balance of Plant | Auxiliary Systems | Fire Protection System | 3863 | Fire protection system fouling
300 | Gas Turbine/Jet Engine (Simple Cycle Operation) | Balance of Plant | Auxiliary Systems | Fire Protection System | 3863 | Fire protection system fouling
400 | Internal Combustion/Reciprocating Engines | Balance of Plant | Auxiliary Systems |  | 3863 | Fire protection system fouling
500 | Pumped Storage/Hydro | Balance of Plant | Auxiliary Systems | Fire Protection System | 3863 | Fire protection system fouling
650 | Fluidized Bed | Balance of Plant | Auxiliary Systems | Fire Protection System | 3863 | Fire protection system fouling
800 | Miscellaneous | Balance of Plant | Auxiliary Systems | Fire Protection System | 3863 | Fire protection system fouling
810 | Multi-boiler/Multi-turbine | Balance of Plant | Auxiliary Systems | Fire Protection System | 3863 | Fire protection system fouling
830 | Geothermal | Balance of Plant | Auxiliary Systems | Fire Protection System | 3863 | Fire protection system fouling
850 | Combined Cycle Block | Balance of Plant | Auxiliary Systems | Fire Protection System | 3863 | Fire protection system fouling
851 | CC GT units | Balance of Plant | Auxiliary Systems | Fire Protection System | 3863 | Fire protection system fouling
852 | CC steam units | Balance of Plant | Auxiliary Systems | Fire Protection System | 3863 | Fire protection system fouling
860 | Co-generator Block | Balance of Plant | Auxiliary Systems | Fire Protection System | 3863 | Fire protection system fouling
861 | CoG GT units | Balance of Plant | Auxiliary Systems | Fire Protection System | 3863 | Fire protection system fouling
862 | CoG steam units | Balance of Plant | Auxiliary Systems | Fire Protection System | 3863 | Fire protection system fouling
100 | Fossil-Steam | Balance of Plant | Auxiliary Systems | Fire Protection System | 3864 | Fire protection system instrumentation and controls
200 | Nuclear | Balance of Plant | Auxiliary Systems | Fire Protection System | 3864 | Fire protection system instrumentation and controls
300 | Gas Turbine/Jet Engine (Simple Cycle Operation) | Balance of Plant | Auxiliary Systems | Fire Protection System | 3864 | Fire protection system instrumentation and controls
400 | Internal Combustion/Reciprocating Engines | Balance of Plant | Auxiliary Systems |  | 3864 | Fire protection system instrumentation and controls
650 | Fluidized Bed | Balance of Plant | Auxiliary Systems | Fire Protection System | 3864 | Fire protection system instrumentation and controls
800 | Miscellaneous | Balance of Plant | Auxiliary Systems | Fire Protection System | 3864 | Fire protection system instrumentation and controls
810 | Multi-boiler/Multi-turbine | Balance of Plant | Auxiliary Systems | Fire Protection System | 3864 | Fire protection system instrumentation and controls
830 | Geothermal | Balance of Plant | Auxiliary Systems | Fire Protection System | 3864 | Fire protection system instrumentation and controls
850 | Combined Cycle Block | Balance of Plant | Auxiliary Systems | Fire Protection System | 3864 | Fire protection system instrumentation and controls
851 | CC GT units | Balance of Plant | Auxiliary Systems | Fire Protection System | 3864 | Fire protection system instrumentation and controls
852 | CC steam units | Balance of Plant | Auxiliary Systems | Fire Protection System | 3864 | Fire protection system instrumentation and controls
860 | Co-generator Block | Balance of Plant | Auxiliary Systems | Fire Protection System | 3864 | Fire protection system instrumentation and controls
861 | CoG GT units | Balance of Plant | Auxiliary Systems | Fire Protection System | 3864 | Fire protection system instrumentation and controls
862 | CoG steam units | Balance of Plant | Auxiliary Systems | Fire Protection System | 3864 | Fire protection system instrumentation and controls
100 | Fossil-Steam | Balance of Plant | Auxiliary Systems | Fire Protection System | 3869 | Other fire protection system problems
200 | Nuclear | Balance of Plant | Auxiliary Systems | Fire Protection System | 3869 | Other fire protection system problems
300 | Gas Turbine/Jet Engine (Simple Cycle Operation) | Balance of Plant | Auxiliary Systems | Fire Protection System | 3869 | Other fire protection system problems
500 | Pumped Storage/Hydro | Balance of Plant | Auxiliary Systems | Fire Protection System | 3869 | Other fire protection system problems
650 | Fluidized Bed | Balance of Plant | Auxiliary Systems | Fire Protection System | 3869 | Other fire protection system problems
800 | Miscellaneous | Balance of Plant | Auxiliary Systems | Fire Protection System | 3869 | Other fire protection system problems
810 | Multi-boiler/Multi-turbine | Balance of Plant | Auxiliary Systems | Fire Protection System | 3869 | Other fire protection system problems
830 | Geothermal | Balance of Plant | Auxiliary Systems | Fire Protection System | 3869 | Other fire protection system problems
850 | Combined Cycle Block | Balance of Plant | Auxiliary Systems | Fire Protection System | 3869 | Other fire protection system problems
851 | CC GT units | Balance of Plant | Auxiliary Systems | Fire Protection System | 3869 | Other fire protection system problems
852 | CC steam units | Balance of Plant | Auxiliary Systems | Fire Protection System | 3869 | Other fire protection system problems
860 | Co-generator Block | Balance of Plant | Auxiliary Systems | Fire Protection System | 3869 | Other fire protection system problems
861 | CoG GT units | Balance of Plant | Auxiliary Systems | Fire Protection System | 3869 | Other fire protection system problems
862 | CoG steam units | Balance of Plant | Auxiliary Systems | Fire Protection System | 3869 | Other fire protection system problems
100 | Fossil-Steam | Balance of Plant | Auxiliary Systems | Low-pressure Gas Compression System | 3870 | Fuel Gas Compressor and Motors
300 | Gas Turbine/Jet Engine (Simple Cycle Operation) | Balance of Plant | Auxiliary Systems | Low-pressure Gas Compression System | 3870 | Fuel Gas Compressor and Motors
650 | Fluidized Bed | Balance of Plant | Auxiliary Systems | Low-pressure Gas Compression System | 3870 | Fuel Gas Compressor and Motors
800 | Miscellaneous | Balance of Plant | Auxiliary Systems | Low-pressure Gas Compression System | 3870 | Fuel Gas Compressor and Motors
810 | Multi-boiler/Multi-turbine | Balance of Plant | Auxiliary Systems | Low-pressure Gas Compression System | 3870 | Fuel Gas Compressor and Motors
850 | Combined Cycle Block | Balance of Plant | Auxiliary Systems | Low-pressure Gas Compression System | 3870 | Fuel Gas Compressor and Motors
851 | CC GT units | Balance of Plant | Auxiliary Systems | Low-pressure Gas Compression System | 3870 | Fuel Gas Compressor and Motors
852 | CC steam units | Balance of Plant | Auxiliary Systems | Low-pressure Gas Compression System | 3870 | Fuel Gas Compressor and Motors
860 | Co-generator Block | Balance of Plant | Auxiliary Systems | Low-pressure Gas Compression System | 3870 | Fuel Gas Compressor and Motors
861 | CoG GT units | Balance of Plant | Auxiliary Systems | Low-pressure Gas Compression System | 3870 | Fuel Gas Compressor and Motors
862 | CoG steam units | Balance of Plant | Auxiliary Systems | Low-pressure Gas Compression System | 3870 | Fuel Gas Compressor and Motors
100 | Fossil-Steam | Balance of Plant | Auxiliary Systems | Low-pressure Gas Compression System | 3871 | Fuel Gas Compressor Piping
300 | Gas Turbine/Jet Engine (Simple Cycle Operation) | Balance of Plant | Auxiliary Systems | Low-pressure Gas Compression System | 3871 | Fuel Gas Compressor Piping
650 | Fluidized Bed | Balance of Plant | Auxiliary Systems | Low-pressure Gas Compression System | 3871 | Fuel Gas Compressor Piping
800 | Miscellaneous | Balance of Plant | Auxiliary Systems | Low-pressure Gas Compression System | 3871 | Fuel Gas Compressor Piping
810 | Multi-boiler/Multi-turbine | Balance of Plant | Auxiliary Systems | Low-pressure Gas Compression System | 3871 | Fuel Gas Compressor Piping
850 | Combined Cycle Block | Balance of Plant | Auxiliary Systems | Low-pressure Gas Compression System | 3871 | Fuel Gas Compressor Piping
851 | CC GT units | Balance of Plant | Auxiliary Systems | Low-pressure Gas Compression System | 3871 | Fuel Gas Compressor Piping
852 | CC steam units | Balance of Plant | Auxiliary Systems | Low-pressure Gas Compression System | 3871 | Fuel Gas Compressor Piping
860 | Co-generator Block | Balance of Plant | Auxiliary Systems | Low-pressure Gas Compression System | 3871 | Fuel Gas Compressor Piping
861 | CoG GT units | Balance of Plant | Auxiliary Systems | Low-pressure Gas Compression System | 3871 | Fuel Gas Compressor Piping
862 | CoG steam units | Balance of Plant | Auxiliary Systems | Low-pressure Gas Compression System | 3871 | Fuel Gas Compressor Piping
100 | Fossil-Steam | Balance of Plant | Auxiliary Systems | Low-pressure Gas Compression System | 3872 | Fuel Gas Compressor Valves
300 | Gas Turbine/Jet Engine (Simple Cycle Operation) | Balance of Plant | Auxiliary Systems | Low-pressure Gas Compression System | 3872 | Fuel Gas Compressor Valves
650 | Fluidized Bed | Balance of Plant | Auxiliary Systems | Low-pressure Gas Compression System | 3872 | Fuel Gas Compressor Valves
850 | Combined Cycle Block | Balance of Plant | Auxiliary Systems | Low-pressure Gas Compression System | 3872 | Fuel Gas Compressor Valves
851 | CC GT units | Balance of Plant | Auxiliary Systems | Low-pressure Gas Compression System | 3872 | Fuel Gas Compressor Valves
852 | CC steam units | Balance of Plant | Auxiliary Systems | Low-pressure Gas Compression System | 3872 | Fuel Gas Compressor Valves
860 | Co-generator Block | Balance of Plant | Auxiliary Systems | Low-pressure Gas Compression System | 3872 | Fuel Gas Compressor Valves
861 | CoG GT units | Balance of Plant | Auxiliary Systems | Low-pressure Gas Compression System | 3872 | Fuel Gas Compressor Valves
862 | CoG steam units | Balance of Plant | Auxiliary Systems | Low-pressure Gas Compression System | 3872 | Fuel Gas Compressor Valves
100 | Fossil-Steam | Balance of Plant | Auxiliary Systems | Low-pressure Gas Compression System | 3873 | Fuel Gas Compressor Heat Exchangers
300 | Gas Turbine/Jet Engine (Simple Cycle Operation) | Balance of Plant | Auxiliary Systems | Low-pressure Gas Compression System | 3873 | Fuel Gas Compressor Heat Exchangers
650 | Fluidized Bed | Balance of Plant | Auxiliary Systems | Low-pressure Gas Compression System | 3873 | Fuel Gas Compressor Heat Exchangers
850 | Combined Cycle Block | Balance of Plant | Auxiliary Systems | Low-pressure Gas Compression System | 3873 | Fuel Gas Compressor Heat Exchangers
851 | CC GT units | Balance of Plant | Auxiliary Systems | Low-pressure Gas Compression System | 3873 | Fuel Gas Compressor Heat Exchangers
852 | CC steam units | Balance of Plant | Auxiliary Systems | Low-pressure Gas Compression System | 3873 | Fuel Gas Compressor Heat Exchangers
860 | Co-generator Block | Balance of Plant | Auxiliary Systems | Low-pressure Gas Compression System | 3873 | Fuel Gas Compressor Heat Exchangers
861 | CoG GT units | Balance of Plant | Auxiliary Systems | Low-pressure Gas Compression System | 3873 | Fuel Gas Compressor Heat Exchangers
862 | CoG steam units | Balance of Plant | Auxiliary Systems | Low-pressure Gas Compression System | 3873 | Fuel Gas Compressor Heat Exchangers
100 | Fossil-Steam | Balance of Plant | Auxiliary Systems | Low-pressure Gas Compression System | 3874 | Fuel Gas Compressor Controls and Instrumentation
300 | Gas Turbine/Jet Engine (Simple Cycle Operation) | Balance of Plant | Auxiliary Systems | Low-pressure Gas Compression System | 3874 | Fuel Gas Compressor Controls and Instrumentation
650 | Fluidized Bed | Balance of Plant | Auxiliary Systems | Low-pressure Gas Compression System | 3874 | Fuel Gas Compressor Controls and Instrumentation
850 | Combined Cycle Block | Balance of Plant | Auxiliary Systems | Low-pressure Gas Compression System | 3874 | Fuel Gas Compressor Controls and Instrumentation
851 | CC GT units | Balance of Plant | Auxiliary Systems | Low-pressure Gas Compression System | 3874 | Fuel Gas Compressor Controls and Instrumentation
852 | CC steam units | Balance of Plant | Auxiliary Systems | Low-pressure Gas Compression System | 3874 | Fuel Gas Compressor Controls and Instrumentation
860 | Co-generator Block | Balance of Plant | Auxiliary Systems | Low-pressure Gas Compression System | 3874 | Fuel Gas Compressor Controls and Instrumentation
861 | CoG GT units | Balance of Plant | Auxiliary Systems | Low-pressure Gas Compression System | 3874 | Fuel Gas Compressor Controls and Instrumentation
862 | CoG steam units | Balance of Plant | Auxiliary Systems | Low-pressure Gas Compression System | 3874 | Fuel Gas Compressor Controls and Instrumentation
100 | Fossil-Steam | Balance of Plant | Auxiliary Systems | Low-pressure Gas Compression System | 3875 | Fuel Gas Compressor Filters
300 | Gas Turbine/Jet Engine (Simple Cycle Operation) | Balance of Plant | Auxiliary Systems | Low-pressure Gas Compression System | 3875 | Fuel Gas Compressor Filters
650 | Fluidized Bed | Balance of Plant | Auxiliary Systems | Low-pressure Gas Compression System | 3875 | Fuel Gas Compressor Filters
810 | Multi-boiler/Multi-turbine | Balance of Plant | Auxiliary Systems | Low-pressure Gas Compression System | 3875 | Fuel Gas Compressor Filters
850 | Combined Cycle Block | Balance of Plant | Auxiliary Systems | Low-pressure Gas Compression System | 3875 | Fuel Gas Compressor Filters
851 | CC GT units | Balance of Plant | Auxiliary Systems | Low-pressure Gas Compression System | 3875 | Fuel Gas Compressor Filters
852 | CC steam units | Balance of Plant | Auxiliary Systems | Low-pressure Gas Compression System | 3875 | Fuel Gas Compressor Filters
860 | Co-generator Block | Balance of Plant | Auxiliary Systems | Low-pressure Gas Compression System | 3875 | Fuel Gas Compressor Filters
861 | CoG GT units | Balance of Plant | Auxiliary Systems | Low-pressure Gas Compression System | 3875 | Fuel Gas Compressor Filters
862 | CoG steam units | Balance of Plant | Auxiliary Systems | Low-pressure Gas Compression System | 3875 | Fuel Gas Compressor Filters
100 | Fossil-Steam | Balance of Plant | Auxiliary Systems | Low-pressure Gas Compression System | 3876 | Fuel Gas Compressor Fire System
300 | Gas Turbine/Jet Engine (Simple Cycle Operation) | Balance of Plant | Auxiliary Systems | Low-pressure Gas Compression System | 3876 | Fuel Gas Compressor Fire System
650 | Fluidized Bed | Balance of Plant | Auxiliary Systems | Low-pressure Gas Compression System | 3876 | Fuel Gas Compressor Fire System
810 | Multi-boiler/Multi-turbine | Balance of Plant | Auxiliary Systems | Low-pressure Gas Compression System | 3876 | Fuel Gas Compressor Fire System
850 | Combined Cycle Block | Balance of Plant | Auxiliary Systems | Low-pressure Gas Compression System | 3876 | Fuel Gas Compressor Fire System
851 | CC GT units | Balance of Plant | Auxiliary Systems | Low-pressure Gas Compression System | 3876 | Fuel Gas Compressor Fire System
852 | CC steam units | Balance of Plant | Auxiliary Systems | Low-pressure Gas Compression System | 3876 | Fuel Gas Compressor Fire System
860 | Co-generator Block | Balance of Plant | Auxiliary Systems | Low-pressure Gas Compression System | 3876 | Fuel Gas Compressor Fire System
861 | CoG GT units | Balance of Plant | Auxiliary Systems | Low-pressure Gas Compression System | 3876 | Fuel Gas Compressor Fire System
862 | CoG steam units | Balance of Plant | Auxiliary Systems | Low-pressure Gas Compression System | 3876 | Fuel Gas Compressor Fire System
100 | Fossil-Steam | Balance of Plant | Auxiliary Systems | Low-pressure Gas Compression System | 3879 | Fuel Gas Compressor - other
300 | Gas Turbine/Jet Engine (Simple Cycle Operation) | Balance of Plant | Auxiliary Systems | Low-pressure Gas Compression System | 3879 | Fuel Gas Compressor - other
650 | Fluidized Bed | Balance of Plant | Auxiliary Systems | Low-pressure Gas Compression System | 3879 | Fuel Gas Compressor - other
810 | Multi-boiler/Multi-turbine | Balance of Plant | Auxiliary Systems | Low-pressure Gas Compression System | 3879 | Fuel Gas Compressor - other
850 | Combined Cycle Block | Balance of Plant | Auxiliary Systems | Low-pressure Gas Compression System | 3879 | Fuel Gas Compressor - other
851 | CC GT units | Balance of Plant | Auxiliary Systems | Low-pressure Gas Compression System | 3879 | Fuel Gas Compressor - other
852 | CC steam units | Balance of Plant | Auxiliary Systems | Low-pressure Gas Compression System | 3879 | Fuel Gas Compressor - other
860 | Co-generator Block | Balance of Plant | Auxiliary Systems | Low-pressure Gas Compression System | 3879 | Fuel Gas Compressor - other
861 | CoG GT units | Balance of Plant | Auxiliary Systems | Low-pressure Gas Compression System | 3879 | Fuel Gas Compressor - other
862 | CoG steam units | Balance of Plant | Auxiliary Systems | Low-pressure Gas Compression System | 3879 | Fuel Gas Compressor - other
100 | Fossil-Steam | Balance of Plant | Auxiliary Systems | Seal Air Fans | 3880 | Seal air fan
200 | Nuclear | Balance of Plant | Auxiliary Systems | Seal Air Fans | 3880 | Seal air fan
650 | Fluidized Bed | Balance of Plant | Auxiliary Systems | Seal Air Fans | 3880 | Seal air fan
800 | Miscellaneous | Balance of Plant | Auxiliary Systems | Seal Air Fans | 3880 | Seal air fan
810 | Multi-boiler/Multi-turbine | Balance of Plant | Auxiliary Systems | Seal Air Fans | 3880 | Seal air fan
830 | Geothermal | Balance of Plant | Auxiliary Systems | Seal Air Fans | 3880 | Seal air fan
850 | Combined Cycle Block | Balance of Plant | Auxiliary Systems | Seal Air Fans | 3880 | Seal air fan
851 | CC GT units | Balance of Plant | Auxiliary Systems | Seal Air Fans | 3880 | Seal air fan
852 | CC steam units | Balance of Plant | Auxiliary Systems | Seal Air Fans | 3880 | Seal air fan
860 | Co-generator Block | Balance of Plant | Auxiliary Systems | Seal Air Fans | 3880 | Seal air fan
861 | CoG GT units | Balance of Plant | Auxiliary Systems | Seal Air Fans | 3880 | Seal air fan
862 | CoG steam units | Balance of Plant | Auxiliary Systems | Seal Air Fans | 3880 | Seal air fan
100 | Fossil-Steam | Balance of Plant | Auxiliary Systems | Seal Air Fans | 3881 | Seal air fan drive - motor
200 | Nuclear | Balance of Plant | Auxiliary Systems | Seal Air Fans | 3881 | Seal air fan drive - motor
650 | Fluidized Bed | Balance of Plant | Auxiliary Systems | Seal Air Fans | 3881 | Seal air fan drive - motor
800 | Miscellaneous | Balance of Plant | Auxiliary Systems | Seal Air Fans | 3881 | Seal air fan drive - motor
810 | Multi-boiler/Multi-turbine | Balance of Plant | Auxiliary Systems | Seal Air Fans | 3881 | Seal air fan drive - motor
830 | Geothermal | Balance of Plant | Auxiliary Systems | Seal Air Fans | 3881 | Seal air fan drive - motor
850 | Combined Cycle Block | Balance of Plant | Auxiliary Systems | Seal Air Fans | 3881 | Seal air fan drive - motor
851 | CC GT units | Balance of Plant | Auxiliary Systems | Seal Air Fans | 3881 | Seal air fan drive - motor
852 | CC steam units | Balance of Plant | Auxiliary Systems | Seal Air Fans | 3881 | Seal air fan drive - motor
860 | Co-generator Block | Balance of Plant | Auxiliary Systems | Seal Air Fans | 3881 | Seal air fan drive - motor
861 | CoG GT units | Balance of Plant | Auxiliary Systems | Seal Air Fans | 3881 | Seal air fan drive - motor
862 | CoG steam units | Balance of Plant | Auxiliary Systems | Seal Air Fans | 3881 | Seal air fan drive - motor
100 | Fossil-Steam | Balance of Plant | Auxiliary Systems | Seal Air Fans | 3882 | Seal air control dampers and drives
200 | Nuclear | Balance of Plant | Auxiliary Systems | Seal Air Fans | 3882 | Seal air control dampers and drives
650 | Fluidized Bed | Balance of Plant | Auxiliary Systems | Seal Air Fans | 3882 | Seal air control dampers and drives
800 | Miscellaneous | Balance of Plant | Auxiliary Systems | Seal Air Fans | 3882 | Seal air control dampers and drives
810 | Multi-boiler/Multi-turbine | Balance of Plant | Auxiliary Systems | Seal Air Fans | 3882 | Seal air control dampers and drives
830 | Geothermal | Balance of Plant | Auxiliary Systems | Seal Air Fans | 3882 | Seal air control dampers and drives
850 | Combined Cycle Block | Balance of Plant | Auxiliary Systems | Seal Air Fans | 3882 | Seal air control dampers and drives
851 | CC GT units | Balance of Plant | Auxiliary Systems | Seal Air Fans | 3882 | Seal air control dampers and drives
852 | CC steam units | Balance of Plant | Auxiliary Systems | Seal Air Fans | 3882 | Seal air control dampers and drives
860 | Co-generator Block | Balance of Plant | Auxiliary Systems | Seal Air Fans | 3882 | Seal air control dampers and drives
861 | CoG GT units | Balance of Plant | Auxiliary Systems | Seal Air Fans | 3882 | Seal air control dampers and drives
862 | CoG steam units | Balance of Plant | Auxiliary Systems | Seal Air Fans | 3882 | Seal air control dampers and drives
100 | Fossil-Steam | Balance of Plant | Auxiliary Systems | Seal Air Fans | 3883 | Seal air filters
200 | Nuclear | Balance of Plant | Auxiliary Systems | Seal Air Fans | 3883 | Seal air filters
650 | Fluidized Bed | Balance of Plant | Auxiliary Systems | Seal Air Fans | 3883 | Seal air filters
800 | Miscellaneous | Balance of Plant | Auxiliary Systems | Seal Air Fans | 3883 | Seal air filters
810 | Multi-boiler/Multi-turbine | Balance of Plant | Auxiliary Systems | Seal Air Fans | 3883 | Seal air filters
830 | Geothermal | Balance of Plant | Auxiliary Systems | Seal Air Fans | 3883 | Seal air filters
850 | Combined Cycle Block | Balance of Plant | Auxiliary Systems | Seal Air Fans | 3883 | Seal air filters
851 | CC GT units | Balance of Plant | Auxiliary Systems | Seal Air Fans | 3883 | Seal air filters
852 | CC steam units | Balance of Plant | Auxiliary Systems | Seal Air Fans | 3883 | Seal air filters
860 | Co-generator Block | Balance of Plant | Auxiliary Systems | Seal Air Fans | 3883 | Seal air filters
861 | CoG GT units | Balance of Plant | Auxiliary Systems | Seal Air Fans | 3883 | Seal air filters
862 | CoG steam units | Balance of Plant | Auxiliary Systems | Seal Air Fans | 3883 | Seal air filters
100 | Fossil-Steam | Balance of Plant | Auxiliary Systems | Seal Air Fans | 3889 | Other seal air fan problems
200 | Nuclear | Balance of Plant | Auxiliary Systems | Seal Air Fans | 3889 | Other seal air fan problems
650 | Fluidized Bed | Balance of Plant | Auxiliary Systems | Seal Air Fans | 3889 | Other seal air fan problems
800 | Miscellaneous | Balance of Plant | Auxiliary Systems | Seal Air Fans | 3889 | Other seal air fan problems
810 | Multi-boiler/Multi-turbine | Balance of Plant | Auxiliary Systems | Seal Air Fans | 3889 | Other seal air fan problems
830 | Geothermal | Balance of Plant | Auxiliary Systems | Seal Air Fans | 3889 | Other seal air fan problems
850 | Combined Cycle Block | Balance of Plant | Auxiliary Systems | Seal Air Fans | 3889 | Other seal air fan problems
851 | CC GT units | Balance of Plant | Auxiliary Systems | Seal Air Fans | 3889 | Other seal air fan problems
852 | CC steam units | Balance of Plant | Auxiliary Systems | Seal Air Fans | 3889 | Other seal air fan problems
860 | Co-generator Block | Balance of Plant | Auxiliary Systems | Seal Air Fans | 3889 | Other seal air fan problems
861 | CoG GT units | Balance of Plant | Auxiliary Systems | Seal Air Fans | 3889 | Other seal air fan problems
862 | CoG steam units | Balance of Plant | Auxiliary Systems | Seal Air Fans | 3889 | Other seal air fan problems
100 | Fossil-Steam | Balance of Plant | Auxiliary Systems | Miscellaneous (Auxiliary Systems) | 3898 | Miscellaneous plant auxiliary process and services instrumentation and controls
200 | Nuclear | Balance of Plant | Auxiliary Systems | Miscellaneous (Auxiliary Systems) | 3898 | Miscellaneous plant auxiliary process and services instrumentation and controls
300 | Gas Turbine/Jet Engine (Simple Cycle Operation) | Balance of Plant | Auxiliary Systems | Miscellaneous (Auxiliary Systems) | 3898 | Miscellaneous plant auxiliary process and services instrumentation and controls
500 | Pumped Storage/Hydro | Balance of Plant | Auxiliary Systems | Miscellaneous (Auxiliary Systems) | 3898 | Miscellaneous plant auxiliary process and services instrumentation and controls
650 | Fluidized Bed | Balance of Plant | Auxiliary Systems | Miscellaneous (Auxiliary Systems) | 3898 | Miscellaneous plant auxiliary process and services instrumentation and controls
800 | Miscellaneous | Balance of Plant | Auxiliary Systems | Miscellaneous (Auxiliary Systems) | 3898 | Miscellaneous plant auxiliary process and services instrumentation and controls
810 | Multi-boiler/Multi-turbine | Balance of Plant | Auxiliary Systems | Miscellaneous (Auxiliary Systems) | 3898 | Miscellaneous plant auxiliary process and services instrumentation and controls
830 | Geothermal | Balance of Plant | Auxiliary Systems | Miscellaneous (Auxiliary Systems) | 3898 | Miscellaneous plant auxiliary process and services instrumentation and controls
850 | Combined Cycle Block | Balance of Plant | Auxiliary Systems | Miscellaneous (Auxiliary Systems) | 3898 | Miscellaneous plant auxiliary process and services instrumentation and controls
851 | CC GT units | Balance of Plant | Auxiliary Systems | Miscellaneous (Auxiliary Systems) | 3898 | Miscellaneous plant auxiliary process and services instrumentation and controls
852 | CC steam units | Balance of Plant | Auxiliary Systems | Miscellaneous (Auxiliary Systems) | 3898 | Miscellaneous plant auxiliary process and services instrumentation and controls
860 | Co-generator Block | Balance of Plant | Auxiliary Systems | Miscellaneous (Auxiliary Systems) | 3898 | Miscellaneous plant auxiliary process and services instrumentation and controls
861 | CoG GT units | Balance of Plant | Auxiliary Systems | Miscellaneous (Auxiliary Systems) | 3898 | Miscellaneous plant auxiliary process and services instrumentation and controls
862 | CoG steam units | Balance of Plant | Auxiliary Systems | Miscellaneous (Auxiliary Systems) | 3898 | Miscellaneous plant auxiliary process and services instrumentation and controls
100 | Fossil-Steam | Balance of Plant | Auxiliary Systems | Miscellaneous (Auxiliary Systems) | 3899 | Other miscellaneous auxiliary system problems
200 | Nuclear | Balance of Plant | Auxiliary Systems | Miscellaneous (Auxiliary Systems) | 3899 | Other miscellaneous auxiliary system problems
300 | Gas Turbine/Jet Engine (Simple Cycle Operation) | Balance of Plant | Auxiliary Systems | Miscellaneous (Auxiliary Systems) | 3899 | Other miscellaneous auxiliary system problems
500 | Pumped Storage/Hydro | Balance of Plant | Auxiliary Systems | Miscellaneous (Auxiliary Systems) | 3899 | Other miscellaneous auxiliary system problems
650 | Fluidized Bed | Balance of Plant | Auxiliary Systems | Miscellaneous (Auxiliary Systems) | 3899 | Other miscellaneous auxiliary system problems
800 | Miscellaneous | Balance of Plant | Auxiliary Systems | Miscellaneous (Auxiliary Systems) | 3899 | Other miscellaneous auxiliary system problems
810 | Multi-boiler/Multi-turbine | Balance of Plant | Auxiliary Systems | Miscellaneous (Auxiliary Systems) | 3899 | Other miscellaneous auxiliary system problems
830 | Geothermal | Balance of Plant | Auxiliary Systems | Miscellaneous (Auxiliary Systems) | 3899 | Other miscellaneous auxiliary system problems
850 | Combined Cycle Block | Balance of Plant | Auxiliary Systems | Miscellaneous (Auxiliary Systems) | 3899 | Other miscellaneous auxiliary system problems
851 | CC GT units | Balance of Plant | Auxiliary Systems | Miscellaneous (Auxiliary Systems) | 3899 | Other miscellaneous auxiliary system problems
852 | CC steam units | Balance of Plant | Auxiliary Systems | Miscellaneous (Auxiliary Systems) | 3899 | Other miscellaneous auxiliary system problems
860 | Co-generator Block | Balance of Plant | Auxiliary Systems | Miscellaneous (Auxiliary Systems) | 3899 | Other miscellaneous auxiliary system problems
861 | CoG GT units | Balance of Plant | Auxiliary Systems | Miscellaneous (Auxiliary Systems) | 3899 | Other miscellaneous auxiliary system problems
862 | CoG steam units | Balance of Plant | Auxiliary Systems | Miscellaneous (Auxiliary Systems) | 3899 | Other miscellaneous auxiliary system problems
100 | Fossil-Steam | Balance of Plant | Miscellaneous (Balance of Plant) |  | 3950 | Process computer
200 | Nuclear | Balance of Plant | Miscellaneous (Balance of Plant) |  | 3950 | Process computer
300 | Gas Turbine/Jet Engine (Simple Cycle Operation) | Balance of Plant | Miscellaneous (Balance of Plant) |  | 3950 | Process computer
500 | Pumped Storage/Hydro | Balance of Plant | Miscellaneous (Balance of Plant) |  | 3950 | Process computer
650 | Fluidized Bed | Balance of Plant | Miscellaneous (Balance of Plant) |  | 3950 | Process computer
800 | Miscellaneous | Balance of Plant | Miscellaneous (Balance of Plant) |  | 3950 | Process computer
810 | Multi-boiler/Multi-turbine | Balance of Plant | Miscellaneous (Balance of Plant) |  | 3950 | Process computer
830 | Geothermal | Balance of Plant | Miscellaneous (Balance of Plant) |  | 3950 | Process computer
850 | Combined Cycle Block | Balance of Plant | Miscellaneous (Balance of Plant) |  | 3950 | Process computer
851 | CC GT units | Balance of Plant | Miscellaneous (Balance of Plant) |  | 3950 | Process computer
852 | CC steam units | Balance of Plant | Miscellaneous (Balance of Plant) |  | 3950 | Process computer
860 | Co-generator Block | Balance of Plant | Miscellaneous (Balance of Plant) |  | 3950 | Process computer
861 | CoG GT units | Balance of Plant | Miscellaneous (Balance of Plant) |  | 3950 | Process computer
862 | CoG steam units | Balance of Plant | Miscellaneous (Balance of Plant) |  | 3950 | Process computer
100 | Fossil-Steam | Balance of Plant | Miscellaneous (Balance of Plant) |  | 3960 | Thermal derating (thermal efficiency losses in balance of plant when specific cause(s) unknown)
200 | Nuclear | Balance of Plant | Miscellaneous (Balance of Plant) |  | 3960 | Thermal derating (thermal efficiency losses in balance of plant when specific cause(s) unknown)
300 | Gas Turbine/Jet Engine (Simple Cycle Operation) | Balance of Plant | Miscellaneous (Balance of Plant) |  | 3960 | Thermal derating (thermal efficiency losses in balance of plant when specific cause(s) unknown)
650 | Fluidized Bed | Balance of Plant | Miscellaneous (Balance of Plant) |  | 3960 | Thermal derating (thermal efficiency losses in balance of plant when specific cause(s) unknown)
800 | Miscellaneous | Balance of Plant | Miscellaneous (Balance of Plant) |  | 3960 | Thermal derating (thermal efficiency losses in balance of plant when specific cause(s) unknown)
810 | Multi-boiler/Multi-turbine | Balance of Plant | Miscellaneous (Balance of Plant) |  | 3960 | Thermal derating (thermal efficiency losses in balance of plant when specific cause(s) unknown)
830 | Geothermal | Balance of Plant | Miscellaneous (Balance of Plant) |  | 3960 | Thermal derating (thermal efficiency losses in balance of plant when specific cause(s) unknown)
850 | Combined Cycle Block | Balance of Plant | Miscellaneous (Balance of Plant) |  | 3960 | Thermal derating (thermal efficiency losses in balance of plant when specific cause(s) unknown)
851 | CC GT units | Balance of Plant | Miscellaneous (Balance of Plant) |  | 3960 | Thermal derating (thermal efficiency losses in balance of plant when specific cause(s) unknown)
852 | CC steam units | Balance of Plant | Miscellaneous (Balance of Plant) |  | 3960 | Thermal derating (thermal efficiency losses in balance of plant when specific cause(s) unknown)
860 | Co-generator Block | Balance of Plant | Miscellaneous (Balance of Plant) |  | 3960 | Thermal derating (thermal efficiency losses in balance of plant when specific cause(s) unknown)
861 | CoG GT units | Balance of Plant | Miscellaneous (Balance of Plant) |  | 3960 | Thermal derating (thermal efficiency losses in balance of plant when specific cause(s) unknown)
862 | CoG steam units | Balance of Plant | Miscellaneous (Balance of Plant) |  | 3960 | Thermal derating (thermal efficiency losses in balance of plant when specific cause(s) unknown)
100 | Fossil-Steam | Balance of Plant | Miscellaneous (Balance of Plant) |  | 3970 | Distributive Control System (DCS) - process computer
200 | Nuclear | Balance of Plant | Miscellaneous (Balance of Plant) |  | 3970 | Distributive Control System (DCS) - process computer
300 | Gas Turbine/Jet Engine (Simple Cycle Operation) | Balance of Plant | Miscellaneous (Balance of Plant) |  | 3970 | Distributive Control System (DCS) - process computer
400 | Internal Combustion/Reciprocating Engines | Balance of Plant | Miscellaneous (Balance of Plant) |  | 3970 | Distributive Control System (DCS) - process computer
500 | Pumped Storage/Hydro | Balance of Plant | Miscellaneous (Balance of Plant) |  | 3970 | Distributive Control System (DCS) - process computer
650 | Fluidized Bed | Balance of Plant | Miscellaneous (Balance of Plant) |  | 3970 | Distributive Control System (DCS) - process computer
800 | Miscellaneous | Balance of Plant | Miscellaneous (Balance of Plant) |  | 3970 | Distributive Control System (DCS) - process computer
810 | Multi-boiler/Multi-turbine | Balance of Plant | Miscellaneous (Balance of Plant) |  | 3970 | Distributive Control System (DCS) - process computer
830 | Geothermal | Balance of Plant | Miscellaneous (Balance of Plant) |  | 3970 | Distributive Control System (DCS) - process computer
850 | Combined Cycle Block | Balance of Plant | Miscellaneous (Balance of Plant) |  | 3970 | Distributive Control System (DCS) - process computer
851 | CC GT units | Balance of Plant | Miscellaneous (Balance of Plant) |  | 3970 | Distributive Control System (DCS) - process computer
852 | CC steam units | Balance of Plant | Miscellaneous (Balance of Plant) |  | 3970 | Distributive Control System (DCS) - process computer
860 | Co-generator Block | Balance of Plant | Miscellaneous (Balance of Plant) |  | 3970 | Distributive Control System (DCS) - process computer
861 | CoG GT units | Balance of Plant | Miscellaneous (Balance of Plant) |  | 3970 | Distributive Control System (DCS) - process computer
862 | CoG steam units | Balance of Plant | Miscellaneous (Balance of Plant) |  | 3970 | Distributive Control System (DCS) - process computer
100 | Fossil-Steam | Balance of Plant | Miscellaneous (Balance of Plant) |  | 3971 | DCS - data highway
200 | Nuclear | Balance of Plant | Miscellaneous (Balance of Plant) |  | 3971 | DCS - data highway
300 | Gas Turbine/Jet Engine (Simple Cycle Operation) | Balance of Plant | Miscellaneous (Balance of Plant) |  | 3971 | DCS - data highway
400 | Internal Combustion/Reciprocating Engines | Balance of Plant | Miscellaneous (Balance of Plant) |  | 3971 | DCS - data highway
500 | Pumped Storage/Hydro | Balance of Plant | Miscellaneous (Balance of Plant) |  | 3971 | DCS - data highway
650 | Fluidized Bed | Balance of Plant | Miscellaneous (Balance of Plant) |  | 3971 | DCS - data highway
800 | Miscellaneous | Balance of Plant | Miscellaneous (Balance of Plant) |  | 3971 | DCS - data highway
810 | Multi-boiler/Multi-turbine | Balance of Plant | Miscellaneous (Balance of Plant) |  | 3971 | DCS - data highway
830 | Geothermal | Balance of Plant | Miscellaneous (Balance of Plant) |  | 3971 | DCS - data highway
850 | Combined Cycle Block | Balance of Plant | Miscellaneous (Balance of Plant) |  | 3971 | DCS - data highway
851 | CC GT units | Balance of Plant | Miscellaneous (Balance of Plant) |  | 3971 | DCS - data highway
852 | CC steam units | Balance of Plant | Miscellaneous (Balance of Plant) |  | 3971 | DCS - data highway
860 | Co-generator Block | Balance of Plant | Miscellaneous (Balance of Plant) |  | 3971 | DCS - data highway
861 | CoG GT units | Balance of Plant | Miscellaneous (Balance of Plant) |  | 3971 | DCS - data highway
862 | CoG steam units | Balance of Plant | Miscellaneous (Balance of Plant) |  | 3971 | DCS - data highway
100 | Fossil-Steam | Balance of Plant | Miscellaneous (Balance of Plant) |  | 3972 | DCS - hardware problems (including card failure)
200 | Nuclear | Balance of Plant | Miscellaneous (Balance of Plant) |  | 3972 | DCS - hardware problems (including card failure)
300 | Gas Turbine/Jet Engine (Simple Cycle Operation) | Balance of Plant | Miscellaneous (Balance of Plant) |  | 3972 | DCS - hardware problems (including card failure)
400 | Internal Combustion/Reciprocating Engines | Balance of Plant | Miscellaneous (Balance of Plant) |  | 3972 | DCS - hardware problems (including card failure)
500 | Pumped Storage/Hydro | Balance of Plant | Miscellaneous (Balance of Plant) |  | 3972 | DCS - hardware problems (including card failure)
650 | Fluidized Bed | Balance of Plant | Miscellaneous (Balance of Plant) |  | 3972 | DCS - hardware problems (including card failure)
800 | Miscellaneous | Balance of Plant | Miscellaneous (Balance of Plant) |  | 3972 | DCS - hardware problems (including card failure)
810 | Multi-boiler/Multi-turbine | Balance of Plant | Miscellaneous (Balance of Plant) |  | 3972 | DCS - hardware problems (including card failure)
830 | Geothermal | Balance of Plant | Miscellaneous (Balance of Plant) |  | 3972 | DCS - hardware problems (including card failure)
850 | Combined Cycle Block | Balance of Plant | Miscellaneous (Balance of Plant) |  | 3972 | DCS - hardware problems (including card failure)
851 | CC GT units | Balance of Plant | Miscellaneous (Balance of Plant) |  | 3972 | DCS - hardware problems (including card failure)
852 | CC steam units | Balance of Plant | Miscellaneous (Balance of Plant) |  | 3972 | DCS - hardware problems (including card failure)
860 | Co-generator Block | Balance of Plant | Miscellaneous (Balance of Plant) |  | 3972 | DCS - hardware problems (including card failure)
861 | CoG GT units | Balance of Plant | Miscellaneous (Balance of Plant) |  | 3972 | DCS - hardware problems (including card failure)
862 | CoG steam units | Balance of Plant | Miscellaneous (Balance of Plant) |  | 3972 | DCS - hardware problems (including card failure)
100 | Fossil-Steam | Balance of Plant | Miscellaneous (Balance of Plant) |  | 3973 | DCS - internal and termination wiring
200 | Nuclear | Balance of Plant | Miscellaneous (Balance of Plant) |  | 3973 | DCS - internal and termination wiring
300 | Gas Turbine/Jet Engine (Simple Cycle Operation) | Balance of Plant | Miscellaneous (Balance of Plant) |  | 3973 | DCS - internal and termination wiring
400 | Internal Combustion/Reciprocating Engines | Balance of Plant | Miscellaneous (Balance of Plant) |  | 3973 | DCS - internal and termination wiring
500 | Pumped Storage/Hydro | Balance of Plant | Miscellaneous (Balance of Plant) |  | 3973 | DCS - internal and termination wiring
650 | Fluidized Bed | Balance of Plant | Miscellaneous (Balance of Plant) |  | 3973 | DCS - internal and termination wiring
800 | Miscellaneous | Balance of Plant | Miscellaneous (Balance of Plant) |  | 3973 | DCS - internal and termination wiring
810 | Multi-boiler/Multi-turbine | Balance of Plant | Miscellaneous (Balance of Plant) |  | 3973 | DCS - internal and termination wiring
830 | Geothermal | Balance of Plant | Miscellaneous (Balance of Plant) |  | 3973 | DCS - internal and termination wiring
850 | Combined Cycle Block | Balance of Plant | Miscellaneous (Balance of Plant) |  | 3973 | DCS - internal and termination wiring
851 | CC GT units | Balance of Plant | Miscellaneous (Balance of Plant) |  | 3973 | DCS - internal and termination wiring
852 | CC steam units | Balance of Plant | Miscellaneous (Balance of Plant) |  | 3973 | DCS - internal and termination wiring
860 | Co-generator Block | Balance of Plant | Miscellaneous (Balance of Plant) |  | 3973 | DCS - internal and termination wiring
861 | CoG GT units | Balance of Plant | Miscellaneous (Balance of Plant) |  | 3973 | DCS - internal and termination wiring
862 | CoG steam units | Balance of Plant | Miscellaneous (Balance of Plant) |  | 3973 | DCS - internal and termination wiring
100 | Fossil-Steam | Balance of Plant | Miscellaneous (Balance of Plant) |  | 3974 | DCS - logic problems
200 | Nuclear | Balance of Plant | Miscellaneous (Balance of Plant) |  | 3974 | DCS - logic problems
300 | Gas Turbine/Jet Engine (Simple Cycle Operation) | Balance of Plant | Miscellaneous (Balance of Plant) |  | 3974 | DCS - logic problems
400 | Internal Combustion/Reciprocating Engines | Balance of Plant | Miscellaneous (Balance of Plant) |  | 3974 | DCS - logic problems
500 | Pumped Storage/Hydro | Balance of Plant | Miscellaneous (Balance of Plant) |  | 3974 | DCS - logic problems
650 | Fluidized Bed | Balance of Plant | Miscellaneous (Balance of Plant) |  | 3974 | DCS - logic problems
800 | Miscellaneous | Balance of Plant | Miscellaneous (Balance of Plant) |  | 3974 | DCS - logic problems
810 | Multi-boiler/Multi-turbine | Balance of Plant | Miscellaneous (Balance of Plant) |  | 3974 | DCS - logic problems
830 | Geothermal | Balance of Plant | Miscellaneous (Balance of Plant) |  | 3974 | DCS - logic problems
850 | Combined Cycle Block | Balance of Plant | Miscellaneous (Balance of Plant) |  | 3974 | DCS - logic problems
851 | CC GT units | Balance of Plant | Miscellaneous (Balance of Plant) |  | 3974 | DCS - logic problems
852 | CC steam units | Balance of Plant | Miscellaneous (Balance of Plant) |  | 3974 | DCS - logic problems
860 | Co-generator Block | Balance of Plant | Miscellaneous (Balance of Plant) |  | 3974 | DCS - logic problems
861 | CoG GT units | Balance of Plant | Miscellaneous (Balance of Plant) |  | 3974 | DCS - logic problems
862 | CoG steam units | Balance of Plant | Miscellaneous (Balance of Plant) |  | 3974 | DCS - logic problems
100 | Fossil-Steam | Balance of Plant | Miscellaneous (Balance of Plant) |  | 3975 | DCS - upgrades
200 | Nuclear | Balance of Plant | Miscellaneous (Balance of Plant) |  | 3975 | DCS - upgrades
300 | Gas Turbine/Jet Engine (Simple Cycle Operation) | Balance of Plant | Miscellaneous (Balance of Plant) |  | 3975 | DCS - upgrades
400 | Internal Combustion/Reciprocating Engines | Balance of Plant | Miscellaneous (Balance of Plant) |  | 3975 | DCS - upgrades
500 | Pumped Storage/Hydro | Balance of Plant | Miscellaneous (Balance of Plant) |  | 3975 | DCS - upgrades
650 | Fluidized Bed | Balance of Plant | Miscellaneous (Balance of Plant) |  | 3975 | DCS - upgrades
800 | Miscellaneous | Balance of Plant | Miscellaneous (Balance of Plant) |  | 3975 | DCS - upgrades
810 | Multi-boiler/Multi-turbine | Balance of Plant | Miscellaneous (Balance of Plant) |  | 3975 | DCS - upgrades
830 | Geothermal | Balance of Plant | Miscellaneous (Balance of Plant) |  | 3975 | DCS - upgrades
850 | Combined Cycle Block | Balance of Plant | Miscellaneous (Balance of Plant) |  | 3975 | DCS - upgrades
851 | CC GT units | Balance of Plant | Miscellaneous (Balance of Plant) |  | 3975 | DCS - upgrades
852 | CC steam units | Balance of Plant | Miscellaneous (Balance of Plant) |  | 3975 | DCS - upgrades
860 | Co-generator Block | Balance of Plant | Miscellaneous (Balance of Plant) |  | 3975 | DCS - upgrades
861 | CoG GT units | Balance of Plant | Miscellaneous (Balance of Plant) |  | 3975 | DCS - upgrades
862 | CoG steam units | Balance of Plant | Miscellaneous (Balance of Plant) |  | 3975 | DCS - upgrades
100 | Fossil-Steam | Balance of Plant | Miscellaneous (Balance of Plant) |  | 3979 | Other DCS problems
200 | Nuclear | Balance of Plant | Miscellaneous (Balance of Plant) |  | 3979 | Other DCS problems
300 | Gas Turbine/Jet Engine (Simple Cycle Operation) | Balance of Plant | Miscellaneous (Balance of Plant) |  | 3979 | Other DCS problems
400 | Internal Combustion/Reciprocating Engines | Balance of Plant | Miscellaneous (Balance of Plant) |  | 3979 | Other DCS problems
500 | Pumped Storage/Hydro | Balance of Plant | Miscellaneous (Balance of Plant) |  | 3979 | Other DCS problems
650 | Fluidized Bed | Balance of Plant | Miscellaneous (Balance of Plant) |  | 3979 | Other DCS problems
800 | Miscellaneous | Balance of Plant | Miscellaneous (Balance of Plant) |  | 3979 | Other DCS problems
810 | Multi-boiler/Multi-turbine | Balance of Plant | Miscellaneous (Balance of Plant) |  | 3979 | Other DCS problems
830 | Geothermal | Balance of Plant | Miscellaneous (Balance of Plant) |  | 3979 | Other DCS problems
850 | Combined Cycle Block | Balance of Plant | Miscellaneous (Balance of Plant) |  | 3979 | Other DCS problems
851 | CC GT units | Balance of Plant | Miscellaneous (Balance of Plant) |  | 3979 | Other DCS problems
852 | CC steam units | Balance of Plant | Miscellaneous (Balance of Plant) |  | 3979 | Other DCS problems
860 | Co-generator Block | Balance of Plant | Miscellaneous (Balance of Plant) |  | 3979 | Other DCS problems
861 | CoG GT units | Balance of Plant | Miscellaneous (Balance of Plant) |  | 3979 | Other DCS problems
862 | CoG steam units | Balance of Plant | Miscellaneous (Balance of Plant) |  | 3979 | Other DCS problems
100 | Fossil-Steam | Balance of Plant | Miscellaneous (Balance of Plant) |  | 3980 | Programmable Logic Controller (PLC)
200 | Nuclear | Balance of Plant | Miscellaneous (Balance of Plant) |  | 3980 | Programmable Logic Controller (PLC)
300 | Gas Turbine/Jet Engine (Simple Cycle Operation) | Balance of Plant | Miscellaneous (Balance of Plant) |  | 3980 | Programmable Logic Controller (PLC)
400 | Internal Combustion/Reciprocating Engines | Balance of Plant | Miscellaneous (Balance of Plant) |  | 3980 | Programmable Logic Controller (PLC)
500 | Pumped Storage/Hydro | Balance of Plant | Miscellaneous (Balance of Plant) |  | 3980 | Programmable Logic Controller (PLC)
650 | Fluidized Bed | Balance of Plant | Miscellaneous (Balance of Plant) |  | 3980 | Programmable Logic Controller (PLC)
800 | Miscellaneous | Balance of Plant | Miscellaneous (Balance of Plant) |  | 3980 | Programmable Logic Controller (PLC)
810 | Multi-boiler/Multi-turbine | Balance of Plant | Miscellaneous (Balance of Plant) |  | 3980 | Programmable Logic Controller (PLC)
830 | Geothermal | Balance of Plant | Miscellaneous (Balance of Plant) |  | 3980 | Programmable Logic Controller (PLC)
850 | Combined Cycle Block | Balance of Plant | Miscellaneous (Balance of Plant) |  | 3980 | Programmable Logic Controller (PLC)
851 | CC GT units | Balance of Plant | Miscellaneous (Balance of Plant) |  | 3980 | Programmable Logic Controller (PLC)
852 | CC steam units | Balance of Plant | Miscellaneous (Balance of Plant) |  | 3980 | Programmable Logic Controller (PLC)
860 | Co-generator Block | Balance of Plant | Miscellaneous (Balance of Plant) |  | 3980 | Programmable Logic Controller (PLC)
861 | CoG GT units | Balance of Plant | Miscellaneous (Balance of Plant) |  | 3980 | Programmable Logic Controller (PLC)
862 | CoG steam units | Balance of Plant | Miscellaneous (Balance of Plant) |  | 3980 | Programmable Logic Controller (PLC)
100 | Fossil-Steam | Balance of Plant | Miscellaneous (Balance of Plant) |  | 3981 | PLC - data highway
200 | Nuclear | Balance of Plant | Miscellaneous (Balance of Plant) |  | 3981 | PLC - data highway
300 | Gas Turbine/Jet Engine (Simple Cycle Operation) | Balance of Plant | Miscellaneous (Balance of Plant) |  | 3981 | PLC - data highway
400 | Internal Combustion/Reciprocating Engines | Balance of Plant | Miscellaneous (Balance of Plant) |  | 3981 | PLC - data highway
500 | Pumped Storage/Hydro | Balance of Plant | Miscellaneous (Balance of Plant) |  | 3981 | PLC - data highway
650 | Fluidized Bed | Balance of Plant | Miscellaneous (Balance of Plant) |  | 3981 | PLC - data highway
800 | Miscellaneous | Balance of Plant | Miscellaneous (Balance of Plant) |  | 3981 | PLC - data highway
810 | Multi-boiler/Multi-turbine | Balance of Plant | Miscellaneous (Balance of Plant) |  | 3981 | PLC - data highway
830 | Geothermal | Balance of Plant | Miscellaneous (Balance of Plant) |  | 3981 | PLC - data highway
850 | Combined Cycle Block | Balance of Plant | Miscellaneous (Balance of Plant) |  | 3981 | PLC - data highway
851 | CC GT units | Balance of Plant | Miscellaneous (Balance of Plant) |  | 3981 | PLC - data highway
852 | CC steam units | Balance of Plant | Miscellaneous (Balance of Plant) |  | 3981 | PLC - data highway
860 | Co-generator Block | Balance of Plant | Miscellaneous (Balance of Plant) |  | 3981 | PLC - data highway
861 | CoG GT units | Balance of Plant | Miscellaneous (Balance of Plant) |  | 3981 | PLC - data highway
862 | CoG steam units | Balance of Plant | Miscellaneous (Balance of Plant) |  | 3981 | PLC - data highway
100 | Fossil-Steam | Balance of Plant | Miscellaneous (Balance of Plant) |  | 3982 | PLC - hardware problems (including card failure)
200 | Nuclear | Balance of Plant | Miscellaneous (Balance of Plant) |  | 3982 | PLC - hardware problems (including card failure)
300 | Gas Turbine/Jet Engine (Simple Cycle Operation) | Balance of Plant | Miscellaneous (Balance of Plant) |  | 3982 | PLC - hardware problems (including card failure)
400 | Internal Combustion/Reciprocating Engines | Balance of Plant | Miscellaneous (Balance of Plant) |  | 3982 | PLC - hardware problems (including card failure)
500 | Pumped Storage/Hydro | Balance of Plant | Miscellaneous (Balance of Plant) |  | 3982 | PLC - hardware problems (including card failure)
650 | Fluidized Bed | Balance of Plant | Miscellaneous (Balance of Plant) |  | 3982 | PLC - hardware problems (including card failure)
800 | Miscellaneous | Balance of Plant | Miscellaneous (Balance of Plant) |  | 3982 | PLC - hardware problems (including card failure)
810 | Multi-boiler/Multi-turbine | Balance of Plant | Miscellaneous (Balance of Plant) |  | 3982 | PLC - hardware problems (including card failure)
830 | Geothermal | Balance of Plant | Miscellaneous (Balance of Plant) |  | 3982 | PLC - hardware problems (including card failure)
850 | Combined Cycle Block | Balance of Plant | Miscellaneous (Balance of Plant) |  | 3982 | PLC - hardware problems (including card failure)
851 | CC GT units | Balance of Plant | Miscellaneous (Balance of Plant) |  | 3982 | PLC - hardware problems (including card failure)
852 | CC steam units | Balance of Plant | Miscellaneous (Balance of Plant) |  | 3982 | PLC - hardware problems (including card failure)
860 | Co-generator Block | Balance of Plant | Miscellaneous (Balance of Plant) |  | 3982 | PLC - hardware problems (including card failure)
861 | CoG GT units | Balance of Plant | Miscellaneous (Balance of Plant) |  | 3982 | PLC - hardware problems (including card failure)
862 | CoG steam units | Balance of Plant | Miscellaneous (Balance of Plant) |  | 3982 | PLC - hardware problems (including card failure)
100 | Fossil-Steam | Balance of Plant | Miscellaneous (Balance of Plant) |  | 3983 | PLC - internal and termination wiring
200 | Nuclear | Balance of Plant | Miscellaneous (Balance of Plant) |  | 3983 | PLC - internal and termination wiring
300 | Gas Turbine/Jet Engine (Simple Cycle Operation) | Balance of Plant | Miscellaneous (Balance of Plant) |  | 3983 | PLC - internal and termination wiring
400 | Internal Combustion/Reciprocating Engines | Balance of Plant | Miscellaneous (Balance of Plant) |  | 3983 | PLC - internal and termination wiring
500 | Pumped Storage/Hydro | Balance of Plant | Miscellaneous (Balance of Plant) |  | 3983 | PLC - internal and termination wiring
650 | Fluidized Bed | Balance of Plant | Miscellaneous (Balance of Plant) |  | 3983 | PLC - internal and termination wiring
800 | Miscellaneous | Balance of Plant | Miscellaneous (Balance of Plant) |  | 3983 | PLC - internal and termination wiring
810 | Multi-boiler/Multi-turbine | Balance of Plant | Miscellaneous (Balance of Plant) |  | 3983 | PLC - internal and termination wiring
830 | Geothermal | Balance of Plant | Miscellaneous (Balance of Plant) |  | 3983 | PLC - internal and termination wiring
850 | Combined Cycle Block | Balance of Plant | Miscellaneous (Balance of Plant) |  | 3983 | PLC - internal and termination wiring
851 | CC GT units | Balance of Plant | Miscellaneous (Balance of Plant) |  | 3983 | PLC - internal and termination wiring
852 | CC steam units | Balance of Plant | Miscellaneous (Balance of Plant) |  | 3983 | PLC - internal and termination wiring
860 | Co-generator Block | Balance of Plant | Miscellaneous (Balance of Plant) |  | 3983 | PLC - internal and termination wiring
861 | CoG GT units | Balance of Plant | Miscellaneous (Balance of Plant) |  | 3983 | PLC - internal and termination wiring
862 | CoG steam units | Balance of Plant | Miscellaneous (Balance of Plant) |  | 3983 | PLC - internal and termination wiring
100 | Fossil-Steam | Balance of Plant | Miscellaneous (Balance of Plant) |  | 3984 | PLC - logic problems
200 | Nuclear | Balance of Plant | Miscellaneous (Balance of Plant) |  | 3984 | PLC - logic problems
300 | Gas Turbine/Jet Engine (Simple Cycle Operation) | Balance of Plant | Miscellaneous (Balance of Plant) |  | 3984 | PLC - logic problems
400 | Internal Combustion/Reciprocating Engines | Balance of Plant | Miscellaneous (Balance of Plant) |  | 3984 | PLC - logic problems
500 | Pumped Storage/Hydro | Balance of Plant | Miscellaneous (Balance of Plant) |  | 3984 | PLC - logic problems
650 | Fluidized Bed | Balance of Plant | Miscellaneous (Balance of Plant) |  | 3984 | PLC - logic problems
800 | Miscellaneous | Balance of Plant | Miscellaneous (Balance of Plant) |  | 3984 | PLC - logic problems
810 | Multi-boiler/Multi-turbine | Balance of Plant | Miscellaneous (Balance of Plant) |  | 3984 | PLC - logic problems
830 | Geothermal | Balance of Plant | Miscellaneous (Balance of Plant) |  | 3984 | PLC - logic problems
850 | Combined Cycle Block | Balance of Plant | Miscellaneous (Balance of Plant) |  | 3984 | PLC - logic problems
851 | CC GT units | Balance of Plant | Miscellaneous (Balance of Plant) |  | 3984 | PLC - logic problems
852 | CC steam units | Balance of Plant | Miscellaneous (Balance of Plant) |  | 3984 | PLC - logic problems
860 | Co-generator Block | Balance of Plant | Miscellaneous (Balance of Plant) |  | 3984 | PLC - logic problems
861 | CoG GT units | Balance of Plant | Miscellaneous (Balance of Plant) |  | 3984 | PLC - logic problems
862 | CoG steam units | Balance of Plant | Miscellaneous (Balance of Plant) |  | 3984 | PLC - logic problems
100 | Fossil-Steam | Balance of Plant | Miscellaneous (Balance of Plant) |  | 3985 | PLC - upgrades
200 | Nuclear | Balance of Plant | Miscellaneous (Balance of Plant) |  | 3985 | PLC - upgrades
300 | Gas Turbine/Jet Engine (Simple Cycle Operation) | Balance of Plant | Miscellaneous (Balance of Plant) |  | 3985 | PLC - upgrades
400 | Internal Combustion/Reciprocating Engines | Balance of Plant | Miscellaneous (Balance of Plant) |  | 3985 | PLC - upgrades
500 | Pumped Storage/Hydro | Balance of Plant | Miscellaneous (Balance of Plant) |  | 3985 | PLC - upgrades
650 | Fluidized Bed | Balance of Plant | Miscellaneous (Balance of Plant) |  | 3985 | PLC - upgrades
800 | Miscellaneous | Balance of Plant | Miscellaneous (Balance of Plant) |  | 3985 | PLC - upgrades
810 | Multi-boiler/Multi-turbine | Balance of Plant | Miscellaneous (Balance of Plant) |  | 3985 | PLC - upgrades
830 | Geothermal | Balance of Plant | Miscellaneous (Balance of Plant) |  | 3985 | PLC - upgrades
850 | Combined Cycle Block | Balance of Plant | Miscellaneous (Balance of Plant) |  | 3985 | PLC - upgrades
851 | CC GT units | Balance of Plant | Miscellaneous (Balance of Plant) |  | 3985 | PLC - upgrades
852 | CC steam units | Balance of Plant | Miscellaneous (Balance of Plant) |  | 3985 | PLC - upgrades
860 | Co-generator Block | Balance of Plant | Miscellaneous (Balance of Plant) |  | 3985 | PLC - upgrades
861 | CoG GT units | Balance of Plant | Miscellaneous (Balance of Plant) |  | 3985 | PLC - upgrades
862 | CoG steam units | Balance of Plant | Miscellaneous (Balance of Plant) |  | 3985 | PLC - upgrades
100 | Fossil-Steam | Balance of Plant | Miscellaneous (Balance of Plant) |  | 3989 | Other PLC problems
200 | Nuclear | Balance of Plant | Miscellaneous (Balance of Plant) |  | 3989 | Other PLC problems
300 | Gas Turbine/Jet Engine (Simple Cycle Operation) | Balance of Plant | Miscellaneous (Balance of Plant) |  | 3989 | Other PLC problems
400 | Internal Combustion/Reciprocating Engines | Balance of Plant | Miscellaneous (Balance of Plant) |  | 3989 | Other PLC problems
500 | Pumped Storage/Hydro | Balance of Plant | Miscellaneous (Balance of Plant) |  | 3989 | Other PLC problems
650 | Fluidized Bed | Balance of Plant | Miscellaneous (Balance of Plant) |  | 3989 | Other PLC problems
800 | Miscellaneous | Balance of Plant | Miscellaneous (Balance of Plant) |  | 3989 | Other PLC problems
810 | Multi-boiler/Multi-turbine | Balance of Plant | Miscellaneous (Balance of Plant) |  | 3989 | Other PLC problems
830 | Geothermal | Balance of Plant | Miscellaneous (Balance of Plant) |  | 3989 | Other PLC problems
850 | Combined Cycle Block | Balance of Plant | Miscellaneous (Balance of Plant) |  | 3989 | Other PLC problems
851 | CC GT units | Balance of Plant | Miscellaneous (Balance of Plant) |  | 3989 | Other PLC problems
852 | CC steam units | Balance of Plant | Miscellaneous (Balance of Plant) |  | 3989 | Other PLC problems
860 | Co-generator Block | Balance of Plant | Miscellaneous (Balance of Plant) |  | 3989 | Other PLC problems
861 | CoG GT units | Balance of Plant | Miscellaneous (Balance of Plant) |  | 3989 | Other PLC problems
862 | CoG steam units | Balance of Plant | Miscellaneous (Balance of Plant) |  | 3989 | Other PLC problems
100 | Fossil-Steam | Balance of Plant | Miscellaneous (Balance of Plant) |  | 3995 | Powerhouse heating and ventilating systems
200 | Nuclear | Balance of Plant | Miscellaneous (Balance of Plant) |  | 3995 | Powerhouse heating and ventilating systems
300 | Gas Turbine/Jet Engine (Simple Cycle Operation) | Balance of Plant | Miscellaneous (Balance of Plant) |  | 3995 | Powerhouse heating and ventilating systems
650 | Fluidized Bed | Balance of Plant | Miscellaneous (Balance of Plant) |  | 3995 | Powerhouse heating and ventilating systems
800 | Miscellaneous | Balance of Plant | Miscellaneous (Balance of Plant) |  | 3995 | Powerhouse heating and ventilating systems
830 | Geothermal | Balance of Plant | Miscellaneous (Balance of Plant) |  | 3995 | Powerhouse heating and ventilating systems
850 | Combined Cycle Block | Balance of Plant | Miscellaneous (Balance of Plant) |  | 3995 | Powerhouse heating and ventilating systems
851 | CC GT units | Balance of Plant | Miscellaneous (Balance of Plant) |  | 3995 | Powerhouse heating and ventilating systems
852 | CC steam units | Balance of Plant | Miscellaneous (Balance of Plant) |  | 3995 | Powerhouse heating and ventilating systems
860 | Co-generator Block | Balance of Plant | Miscellaneous (Balance of Plant) |  | 3995 | Powerhouse heating and ventilating systems
861 | CoG GT units | Balance of Plant | Miscellaneous (Balance of Plant) |  | 3995 | Powerhouse heating and ventilating systems
862 | CoG steam units | Balance of Plant | Miscellaneous (Balance of Plant) |  | 3995 | Powerhouse heating and ventilating systems
100 | Fossil-Steam | Balance of Plant | Miscellaneous (Balance of Plant) |  | 3996 | Air conditioning systems - rooms and areas
200 | Nuclear | Balance of Plant | Miscellaneous (Balance of Plant) |  | 3996 | Air conditioning systems - rooms and areas
300 | Gas Turbine/Jet Engine (Simple Cycle Operation) | Balance of Plant | Miscellaneous (Balance of Plant) |  | 3996 | Air conditioning systems - rooms and areas
650 | Fluidized Bed | Balance of Plant | Miscellaneous (Balance of Plant) |  | 3996 | Air conditioning systems - rooms and areas
800 | Miscellaneous | Balance of Plant | Miscellaneous (Balance of Plant) |  | 3996 | Air conditioning systems - rooms and areas
830 | Geothermal | Balance of Plant | Miscellaneous (Balance of Plant) |  | 3996 | Air conditioning systems - rooms and areas
850 | Combined Cycle Block | Balance of Plant | Miscellaneous (Balance of Plant) |  | 3996 | Air conditioning systems - rooms and areas
851 | CC GT units | Balance of Plant | Miscellaneous (Balance of Plant) |  | 3996 | Air conditioning systems - rooms and areas
852 | CC steam units | Balance of Plant | Miscellaneous (Balance of Plant) |  | 3996 | Air conditioning systems - rooms and areas
860 | Co-generator Block | Balance of Plant | Miscellaneous (Balance of Plant) |  | 3996 | Air conditioning systems - rooms and areas
861 | CoG GT units | Balance of Plant | Miscellaneous (Balance of Plant) |  | 3996 | Air conditioning systems - rooms and areas
862 | CoG steam units | Balance of Plant | Miscellaneous (Balance of Plant) |  | 3996 | Air conditioning systems - rooms and areas
100 | Fossil-Steam | Balance of Plant | Miscellaneous (Balance of Plant) |  | 3998 | Balance of plant overhaul/outage
200 | Nuclear | Balance of Plant | Miscellaneous (Balance of Plant) |  | 3998 | Balance of plant overhaul/outage
300 | Gas Turbine/Jet Engine (Simple Cycle Operation) | Balance of Plant | Miscellaneous (Balance of Plant) |  | 3998 | Balance of plant overhaul/outage
400 | Internal Combustion/Reciprocating Engines | Balance of Plant | Auxiliary Systems |  | 3998 | Balance of plant overhaul/outage
650 | Fluidized Bed | Balance of Plant | Miscellaneous (Balance of Plant) |  | 3998 | Balance of plant overhaul/outage
800 | Miscellaneous | Balance of Plant | Miscellaneous (Balance of Plant) |  | 3998 | Balance of plant overhaul/outage
810 | Multi-boiler/Multi-turbine | Balance of Plant | Miscellaneous (Balance of Plant) |  | 3998 | Balance of plant overhaul/outage
830 | Geothermal | Balance of Plant | Miscellaneous (Balance of Plant) |  | 3998 | Balance of plant overhaul/outage
850 | Combined Cycle Block | Balance of Plant | Miscellaneous (Balance of Plant) |  | 3998 | Balance of plant overhaul/outage
851 | CC GT units | Balance of Plant | Miscellaneous (Balance of Plant) |  | 3998 | Balance of plant overhaul/outage
852 | CC steam units | Balance of Plant | Miscellaneous (Balance of Plant) |  | 3998 | Balance of plant overhaul/outage
860 | Co-generator Block | Balance of Plant | Miscellaneous (Balance of Plant) |  | 3998 | Balance of plant overhaul/outage
861 | CoG GT units | Balance of Plant | Miscellaneous (Balance of Plant) |  | 3998 | Balance of plant overhaul/outage
862 | CoG steam units | Balance of Plant | Miscellaneous (Balance of Plant) |  | 3998 | Balance of plant overhaul/outage
100 | Fossil-Steam | Balance of Plant | Miscellaneous (Balance of Plant) |  | 3999 | Other miscellaneous balance of plant problems
200 | Nuclear | Balance of Plant | Miscellaneous (Balance of Plant) |  | 3999 | Other miscellaneous balance of plant problems
300 | Gas Turbine/Jet Engine (Simple Cycle Operation) | Balance of Plant | Miscellaneous (Balance of Plant) |  | 3999 | Other miscellaneous balance of plant problems
500 | Pumped Storage/Hydro | Balance of Plant | Miscellaneous (Balance of Plant) |  | 3999 | Other miscellaneous balance of plant problems
650 | Fluidized Bed | Balance of Plant | Miscellaneous (Balance of Plant) |  | 3999 | Other miscellaneous balance of plant problems
800 | Miscellaneous | Balance of Plant | Miscellaneous (Balance of Plant) |  | 3999 | Other miscellaneous balance of plant problems
810 | Multi-boiler/Multi-turbine | Balance of Plant | Miscellaneous (Balance of Plant) |  | 3999 | Other miscellaneous balance of plant problems
830 | Geothermal | Balance of Plant | Miscellaneous (Balance of Plant) |  | 3999 | Other miscellaneous balance of plant problems
850 | Combined Cycle Block | Balance of Plant | Miscellaneous (Balance of Plant) |  | 3999 | Other miscellaneous balance of plant problems
851 | CC GT units | Balance of Plant | Miscellaneous (Balance of Plant) |  | 3999 | Other miscellaneous balance of plant problems
852 | CC steam units | Balance of Plant | Miscellaneous (Balance of Plant) |  | 3999 | Other miscellaneous balance of plant problems
860 | Co-generator Block | Balance of Plant | Miscellaneous (Balance of Plant) |  | 3999 | Other miscellaneous balance of plant problems
861 | CoG GT units | Balance of Plant | Miscellaneous (Balance of Plant) |  | 3999 | Other miscellaneous balance of plant problems
862 | CoG steam units | Balance of Plant | Miscellaneous (Balance of Plant) |  | 3999 | Other miscellaneous balance of plant problems
100 | Fossil-Steam | Steam Turbine | High Pressure Turbine |  | 4000 | Outer casing
200 | Nuclear | Steam Turbine | High Pressure Turbine |  | 4000 | Outer casing
650 | Fluidized Bed | Steam Turbine | High Pressure Turbine |  | 4000 | Outer casing
800 | Miscellaneous | Steam Turbine | High Pressure Turbine |  | 4000 | Outer casing
810 | Multi-boiler/Multi-turbine | Steam Turbine | High Pressure Turbine |  | 4000 | Outer casing
850 | Combined Cycle Block | Steam Turbine | High Pressure Turbine |  | 4000 | Outer casing
851 | CC GT units | Steam Turbine | High Pressure Turbine |  | 4000 | Outer casing
852 | CC steam units | Steam Turbine | High Pressure Turbine |  | 4000 | Outer casing
860 | Co-generator Block | Steam Turbine | High Pressure Turbine |  | 4000 | Outer casing
861 | CoG GT units | Steam Turbine | High Pressure Turbine |  | 4000 | Outer casing
862 | CoG steam units | Steam Turbine | High Pressure Turbine |  | 4000 | Outer casing
100 | Fossil-Steam | Steam Turbine | High Pressure Turbine |  | 4001 | Inner casing
200 | Nuclear | Steam Turbine | High Pressure Turbine |  | 4001 | Inner casing
650 | Fluidized Bed | Steam Turbine | High Pressure Turbine |  | 4001 | Inner casing
800 | Miscellaneous | Steam Turbine | High Pressure Turbine |  | 4001 | Inner casing
810 | Multi-boiler/Multi-turbine | Steam Turbine | High Pressure Turbine |  | 4001 | Inner casing
850 | Combined Cycle Block | Steam Turbine | High Pressure Turbine |  | 4001 | Inner casing
851 | CC GT units | Steam Turbine | High Pressure Turbine |  | 4001 | Inner casing
852 | CC steam units | Steam Turbine | High Pressure Turbine |  | 4001 | Inner casing
860 | Co-generator Block | Steam Turbine | High Pressure Turbine |  | 4001 | Inner casing
861 | CoG GT units | Steam Turbine | High Pressure Turbine |  | 4001 | Inner casing
862 | CoG steam units | Steam Turbine | High Pressure Turbine |  | 4001 | Inner casing
100 | Fossil-Steam | Steam Turbine | High Pressure Turbine |  | 4009 | Nozzle bolting
200 | Nuclear | Steam Turbine | High Pressure Turbine |  | 4009 | Nozzle bolting
650 | Fluidized Bed | Steam Turbine | High Pressure Turbine |  | 4009 | Nozzle bolting
800 | Miscellaneous | Steam Turbine | High Pressure Turbine |  | 4009 | Nozzle bolting
810 | Multi-boiler/Multi-turbine | Steam Turbine | High Pressure Turbine |  | 4009 | Nozzle bolting
850 | Combined Cycle Block | Steam Turbine | High Pressure Turbine |  | 4009 | Nozzle bolting
851 | CC GT units | Steam Turbine | High Pressure Turbine |  | 4009 | Nozzle bolting
852 | CC steam units | Steam Turbine | High Pressure Turbine |  | 4009 | Nozzle bolting
860 | Co-generator Block | Steam Turbine | High Pressure Turbine |  | 4009 | Nozzle bolting
861 | CoG GT units | Steam Turbine | High Pressure Turbine |  | 4009 | Nozzle bolting
862 | CoG steam units | Steam Turbine | High Pressure Turbine |  | 4009 | Nozzle bolting
100 | Fossil-Steam | Steam Turbine | High Pressure Turbine |  | 4010 | Nozzles and nozzle blocks
200 | Nuclear | Steam Turbine | High Pressure Turbine |  | 4010 | Nozzles and nozzle blocks
650 | Fluidized Bed | Steam Turbine | High Pressure Turbine |  | 4010 | Nozzles and nozzle blocks
800 | Miscellaneous | Steam Turbine | High Pressure Turbine |  | 4010 | Nozzles and nozzle blocks
810 | Multi-boiler/Multi-turbine | Steam Turbine | High Pressure Turbine |  | 4010 | Nozzles and nozzle blocks
850 | Combined Cycle Block | Steam Turbine | High Pressure Turbine |  | 4010 | Nozzles and nozzle blocks
851 | CC GT units | Steam Turbine | High Pressure Turbine |  | 4010 | Nozzles and nozzle blocks
852 | CC steam units | Steam Turbine | High Pressure Turbine |  | 4010 | Nozzles and nozzle blocks
860 | Co-generator Block | Steam Turbine | High Pressure Turbine |  | 4010 | Nozzles and nozzle blocks
861 | CoG GT units | Steam Turbine | High Pressure Turbine |  | 4010 | Nozzles and nozzle blocks
862 | CoG steam units | Steam Turbine | High Pressure Turbine |  | 4010 | Nozzles and nozzle blocks
100 | Fossil-Steam | Steam Turbine | High Pressure Turbine |  | 4011 | Diaphragms
200 | Nuclear | Steam Turbine | High Pressure Turbine |  | 4011 | Diaphragms
650 | Fluidized Bed | Steam Turbine | High Pressure Turbine |  | 4011 | Diaphragms
800 | Miscellaneous | Steam Turbine | High Pressure Turbine |  | 4011 | Diaphragms
810 | Multi-boiler/Multi-turbine | Steam Turbine | High Pressure Turbine |  | 4011 | Diaphragms
850 | Combined Cycle Block | Steam Turbine | High Pressure Turbine |  | 4011 | Diaphragms
851 | CC GT units | Steam Turbine | High Pressure Turbine |  | 4011 | Diaphragms
852 | CC steam units | Steam Turbine | High Pressure Turbine |  | 4011 | Diaphragms
860 | Co-generator Block | Steam Turbine | High Pressure Turbine |  | 4011 | Diaphragms
861 | CoG GT units | Steam Turbine | High Pressure Turbine |  | 4011 | Diaphragms
862 | CoG steam units | Steam Turbine | High Pressure Turbine |  | 4011 | Diaphragms
100 | Fossil-Steam | Steam Turbine | High Pressure Turbine |  | 4012 | Buckets or blades
200 | Nuclear | Steam Turbine | High Pressure Turbine |  | 4012 | Buckets or blades
650 | Fluidized Bed | Steam Turbine | High Pressure Turbine |  | 4012 | Buckets or blades
800 | Miscellaneous | Steam Turbine | High Pressure Turbine |  | 4012 | Buckets or blades
810 | Multi-boiler/Multi-turbine | Steam Turbine | High Pressure Turbine |  | 4012 | Buckets or blades
850 | Combined Cycle Block | Steam Turbine | High Pressure Turbine |  | 4012 | Buckets or blades
851 | CC GT units | Steam Turbine | High Pressure Turbine |  | 4012 | Buckets or blades
852 | CC steam units | Steam Turbine | High Pressure Turbine |  | 4012 | Buckets or blades
860 | Co-generator Block | Steam Turbine | High Pressure Turbine |  | 4012 | Buckets or blades
861 | CoG GT units | Steam Turbine | High Pressure Turbine |  | 4012 | Buckets or blades
862 | CoG steam units | Steam Turbine | High Pressure Turbine |  | 4012 | Buckets or blades
100 | Fossil-Steam | Steam Turbine | High Pressure Turbine |  | 4013 | Diaphragms unit and shroud type
200 | Nuclear | Steam Turbine | High Pressure Turbine |  | 4013 | Diaphragms unit and shroud type
650 | Fluidized Bed | Steam Turbine | High Pressure Turbine |  | 4013 | Diaphragms unit and shroud type
800 | Miscellaneous | Steam Turbine | High Pressure Turbine |  | 4013 | Diaphragms unit and shroud type
810 | Multi-boiler/Multi-turbine | Steam Turbine | High Pressure Turbine |  | 4013 | Diaphragms unit and shroud type
850 | Combined Cycle Block | Steam Turbine | High Pressure Turbine |  | 4013 | Diaphragms unit and shroud type
851 | CC GT units | Steam Turbine | High Pressure Turbine |  | 4013 | Diaphragms unit and shroud type
852 | CC steam units | Steam Turbine | High Pressure Turbine |  | 4013 | Diaphragms unit and shroud type
860 | Co-generator Block | Steam Turbine | High Pressure Turbine |  | 4013 | Diaphragms unit and shroud type
861 | CoG GT units | Steam Turbine | High Pressure Turbine |  | 4013 | Diaphragms unit and shroud type
862 | CoG steam units | Steam Turbine | High Pressure Turbine |  | 4013 | Diaphragms unit and shroud type
100 | Fossil-Steam | Steam Turbine | High Pressure Turbine |  | 4014 | Bucket or blade fouling
200 | Nuclear | Steam Turbine | High Pressure Turbine |  | 4014 | Bucket or blade fouling
650 | Fluidized Bed | Steam Turbine | High Pressure Turbine |  | 4014 | Bucket or blade fouling
800 | Miscellaneous | Steam Turbine | High Pressure Turbine |  | 4014 | Bucket or blade fouling
810 | Multi-boiler/Multi-turbine | Steam Turbine | High Pressure Turbine |  | 4014 | Bucket or blade fouling
850 | Combined Cycle Block | Steam Turbine | High Pressure Turbine |  | 4014 | Bucket or blade fouling
851 | CC GT units | Steam Turbine | High Pressure Turbine |  | 4014 | Bucket or blade fouling
852 | CC steam units | Steam Turbine | High Pressure Turbine |  | 4014 | Bucket or blade fouling
860 | Co-generator Block | Steam Turbine | High Pressure Turbine |  | 4014 | Bucket or blade fouling
861 | CoG GT units | Steam Turbine | High Pressure Turbine |  | 4014 | Bucket or blade fouling
862 | CoG steam units | Steam Turbine | High Pressure Turbine |  | 4014 | Bucket or blade fouling
100 | Fossil-Steam | Steam Turbine | High Pressure Turbine |  | 4015 | Wheels or spindles
200 | Nuclear | Steam Turbine | High Pressure Turbine |  | 4015 | Wheels or spindles
650 | Fluidized Bed | Steam Turbine | High Pressure Turbine |  | 4015 | Wheels or spindles
800 | Miscellaneous | Steam Turbine | High Pressure Turbine |  | 4015 | Wheels or spindles
810 | Multi-boiler/Multi-turbine | Steam Turbine | High Pressure Turbine |  | 4015 | Wheels or spindles
850 | Combined Cycle Block | Steam Turbine | High Pressure Turbine |  | 4015 | Wheels or spindles
851 | CC GT units | Steam Turbine | High Pressure Turbine |  | 4015 | Wheels or spindles
852 | CC steam units | Steam Turbine | High Pressure Turbine |  | 4015 | Wheels or spindles
860 | Co-generator Block | Steam Turbine | High Pressure Turbine |  | 4015 | Wheels or spindles
861 | CoG GT units | Steam Turbine | High Pressure Turbine |  | 4015 | Wheels or spindles
862 | CoG steam units | Steam Turbine | High Pressure Turbine |  | 4015 | Wheels or spindles
100 | Fossil-Steam | Steam Turbine | High Pressure Turbine |  | 4020 | Shaft seals
200 | Nuclear | Steam Turbine | High Pressure Turbine |  | 4020 | Shaft seals
650 | Fluidized Bed | Steam Turbine | High Pressure Turbine |  | 4020 | Shaft seals
800 | Miscellaneous | Steam Turbine | High Pressure Turbine |  | 4020 | Shaft seals
810 | Multi-boiler/Multi-turbine | Steam Turbine | High Pressure Turbine |  | 4020 | Shaft seals
850 | Combined Cycle Block | Steam Turbine | High Pressure Turbine |  | 4020 | Shaft seals
851 | CC GT units | Steam Turbine | High Pressure Turbine |  | 4020 | Shaft seals
852 | CC steam units | Steam Turbine | High Pressure Turbine |  | 4020 | Shaft seals
860 | Co-generator Block | Steam Turbine | High Pressure Turbine |  | 4020 | Shaft seals
861 | CoG GT units | Steam Turbine | High Pressure Turbine |  | 4020 | Shaft seals
862 | CoG steam units | Steam Turbine | High Pressure Turbine |  | 4020 | Shaft seals
100 | Fossil-Steam | Steam Turbine | High Pressure Turbine |  | 4021 | Dummy rings
200 | Nuclear | Steam Turbine | High Pressure Turbine |  | 4021 | Dummy rings
650 | Fluidized Bed | Steam Turbine | High Pressure Turbine |  | 4021 | Dummy rings
800 | Miscellaneous | Steam Turbine | High Pressure Turbine |  | 4021 | Dummy rings
810 | Multi-boiler/Multi-turbine | Steam Turbine | High Pressure Turbine |  | 4021 | Dummy rings
850 | Combined Cycle Block | Steam Turbine | High Pressure Turbine |  | 4021 | Dummy rings
851 | CC GT units | Steam Turbine | High Pressure Turbine |  | 4021 | Dummy rings
852 | CC steam units | Steam Turbine | High Pressure Turbine |  | 4021 | Dummy rings
860 | Co-generator Block | Steam Turbine | High Pressure Turbine |  | 4021 | Dummy rings
861 | CoG GT units | Steam Turbine | High Pressure Turbine |  | 4021 | Dummy rings
862 | CoG steam units | Steam Turbine | High Pressure Turbine |  | 4021 | Dummy rings
100 | Fossil-Steam | Steam Turbine | High Pressure Turbine |  | 4022 | Gland rings
200 | Nuclear | Steam Turbine | High Pressure Turbine |  | 4022 | Gland rings
650 | Fluidized Bed | Steam Turbine | High Pressure Turbine |  | 4022 | Gland rings
800 | Miscellaneous | Steam Turbine | High Pressure Turbine |  | 4022 | Gland rings
810 | Multi-boiler/Multi-turbine | Steam Turbine | High Pressure Turbine |  | 4022 | Gland rings
850 | Combined Cycle Block | Steam Turbine | High Pressure Turbine |  | 4022 | Gland rings
851 | CC GT units | Steam Turbine | High Pressure Turbine |  | 4022 | Gland rings
852 | CC steam units | Steam Turbine | High Pressure Turbine |  | 4022 | Gland rings
860 | Co-generator Block | Steam Turbine | High Pressure Turbine |  | 4022 | Gland rings
861 | CoG GT units | Steam Turbine | High Pressure Turbine |  | 4022 | Gland rings
862 | CoG steam units | Steam Turbine | High Pressure Turbine |  | 4022 | Gland rings
100 | Fossil-Steam | Steam Turbine | High Pressure Turbine |  | 4030 | Rotor shaft
200 | Nuclear | Steam Turbine | High Pressure Turbine |  | 4030 | Rotor shaft
650 | Fluidized Bed | Steam Turbine | High Pressure Turbine |  | 4030 | Rotor shaft
800 | Miscellaneous | Steam Turbine | High Pressure Turbine |  | 4030 | Rotor shaft
810 | Multi-boiler/Multi-turbine | Steam Turbine | High Pressure Turbine |  | 4030 | Rotor shaft
850 | Combined Cycle Block | Steam Turbine | High Pressure Turbine |  | 4030 | Rotor shaft
851 | CC GT units | Steam Turbine | High Pressure Turbine |  | 4030 | Rotor shaft
852 | CC steam units | Steam Turbine | High Pressure Turbine |  | 4030 | Rotor shaft
860 | Co-generator Block | Steam Turbine | High Pressure Turbine |  | 4030 | Rotor shaft
861 | CoG GT units | Steam Turbine | High Pressure Turbine |  | 4030 | Rotor shaft
862 | CoG steam units | Steam Turbine | High Pressure Turbine |  | 4030 | Rotor shaft
100 | Fossil-Steam | Steam Turbine | High Pressure Turbine |  | 4040 | Bearings
200 | Nuclear | Steam Turbine | High Pressure Turbine |  | 4040 | Bearings
650 | Fluidized Bed | Steam Turbine | High Pressure Turbine |  | 4040 | Bearings
800 | Miscellaneous | Steam Turbine | High Pressure Turbine |  | 4040 | Bearings
810 | Multi-boiler/Multi-turbine | Steam Turbine | High Pressure Turbine |  | 4040 | Bearings
850 | Combined Cycle Block | Steam Turbine | High Pressure Turbine |  | 4040 | Bearings
851 | CC GT units | Steam Turbine | High Pressure Turbine |  | 4040 | Bearings
852 | CC steam units | Steam Turbine | High Pressure Turbine |  | 4040 | Bearings
860 | Co-generator Block | Steam Turbine | High Pressure Turbine |  | 4040 | Bearings
861 | CoG GT units | Steam Turbine | High Pressure Turbine |  | 4040 | Bearings
862 | CoG steam units | Steam Turbine | High Pressure Turbine |  | 4040 | Bearings
100 | Fossil-Steam | Steam Turbine | High Pressure Turbine |  | 4041 | Thrust bearings
200 | Nuclear | Steam Turbine | High Pressure Turbine |  | 4041 | Thrust bearings
650 | Fluidized Bed | Steam Turbine | High Pressure Turbine |  | 4041 | Thrust bearings
800 | Miscellaneous | Steam Turbine | High Pressure Turbine |  | 4041 | Thrust bearings
810 | Multi-boiler/Multi-turbine | Steam Turbine | High Pressure Turbine |  | 4041 | Thrust bearings
850 | Combined Cycle Block | Steam Turbine | High Pressure Turbine |  | 4041 | Thrust bearings
851 | CC GT units | Steam Turbine | High Pressure Turbine |  | 4041 | Thrust bearings
852 | CC steam units | Steam Turbine | High Pressure Turbine |  | 4041 | Thrust bearings
860 | Co-generator Block | Steam Turbine | High Pressure Turbine |  | 4041 | Thrust bearings
861 | CoG GT units | Steam Turbine | High Pressure Turbine |  | 4041 | Thrust bearings
862 | CoG steam units | Steam Turbine | High Pressure Turbine |  | 4041 | Thrust bearings
100 | Fossil-Steam | Steam Turbine | High Pressure Turbine |  | 4099 | Other high pressure turbine problems
200 | Nuclear | Steam Turbine | High Pressure Turbine |  | 4099 | Other high pressure turbine problems
650 | Fluidized Bed | Steam Turbine | High Pressure Turbine |  | 4099 | Other high pressure turbine problems
800 | Miscellaneous | Steam Turbine | High Pressure Turbine |  | 4099 | Other high pressure turbine problems
810 | Multi-boiler/Multi-turbine | Steam Turbine | High Pressure Turbine |  | 4099 | Other high pressure turbine problems
850 | Combined Cycle Block | Steam Turbine | High Pressure Turbine |  | 4099 | Other high pressure turbine problems
851 | CC GT units | Steam Turbine | High Pressure Turbine |  | 4099 | Other high pressure turbine problems
852 | CC steam units | Steam Turbine | High Pressure Turbine |  | 4099 | Other high pressure turbine problems
860 | Co-generator Block | Steam Turbine | High Pressure Turbine |  | 4099 | Other high pressure turbine problems
861 | CoG GT units | Steam Turbine | High Pressure Turbine |  | 4099 | Other high pressure turbine problems
862 | CoG steam units | Steam Turbine | High Pressure Turbine |  | 4099 | Other high pressure turbine problems
100 | Fossil-Steam | Steam Turbine | Intermediate Pressure Turbine |  | 4100 | Outer casing
200 | Nuclear | Steam Turbine | Intermediate Pressure Turbine |  | 4100 | Outer casing
650 | Fluidized Bed | Steam Turbine | Intermediate Pressure Turbine |  | 4100 | Outer casing
800 | Miscellaneous | Steam Turbine | Intermediate Pressure Turbine |  | 4100 | Outer casing
810 | Multi-boiler/Multi-turbine | Steam Turbine | Intermediate Pressure Turbine |  | 4100 | Outer casing
850 | Combined Cycle Block | Steam Turbine | Intermediate Pressure Turbine |  | 4100 | Outer casing
851 | CC GT units | Steam Turbine | Intermediate Pressure Turbine |  | 4100 | Outer casing
852 | CC steam units | Steam Turbine | Intermediate Pressure Turbine |  | 4100 | Outer casing
860 | Co-generator Block | Steam Turbine | Intermediate Pressure Turbine |  | 4100 | Outer casing
861 | CoG GT units | Steam Turbine | Intermediate Pressure Turbine |  | 4100 | Outer casing
862 | CoG steam units | Steam Turbine | Intermediate Pressure Turbine |  | 4100 | Outer casing
100 | Fossil-Steam | Steam Turbine | Intermediate Pressure Turbine |  | 4101 | Inner casing
200 | Nuclear | Steam Turbine | Intermediate Pressure Turbine |  | 4101 | Inner casing
650 | Fluidized Bed | Steam Turbine | Intermediate Pressure Turbine |  | 4101 | Inner casing
800 | Miscellaneous | Steam Turbine | Intermediate Pressure Turbine |  | 4101 | Inner casing
810 | Multi-boiler/Multi-turbine | Steam Turbine | Intermediate Pressure Turbine |  | 4101 | Inner casing
850 | Combined Cycle Block | Steam Turbine | Intermediate Pressure Turbine |  | 4101 | Inner casing
851 | CC GT units | Steam Turbine | Intermediate Pressure Turbine |  | 4101 | Inner casing
852 | CC steam units | Steam Turbine | Intermediate Pressure Turbine |  | 4101 | Inner casing
860 | Co-generator Block | Steam Turbine | Intermediate Pressure Turbine |  | 4101 | Inner casing
861 | CoG GT units | Steam Turbine | Intermediate Pressure Turbine |  | 4101 | Inner casing
862 | CoG steam units | Steam Turbine | Intermediate Pressure Turbine |  | 4101 | Inner casing
100 | Fossil-Steam | Steam Turbine | Intermediate Pressure Turbine |  | 4109 | Nozzle bolting
200 | Nuclear | Steam Turbine | Intermediate Pressure Turbine |  | 4109 | Nozzle bolting
650 | Fluidized Bed | Steam Turbine | Intermediate Pressure Turbine |  | 4109 | Nozzle bolting
800 | Miscellaneous | Steam Turbine | Intermediate Pressure Turbine |  | 4109 | Nozzle bolting
810 | Multi-boiler/Multi-turbine | Steam Turbine | Intermediate Pressure Turbine |  | 4109 | Nozzle bolting
850 | Combined Cycle Block | Steam Turbine | Intermediate Pressure Turbine |  | 4109 | Nozzle bolting
851 | CC GT units | Steam Turbine | Intermediate Pressure Turbine |  | 4109 | Nozzle bolting
852 | CC steam units | Steam Turbine | Intermediate Pressure Turbine |  | 4109 | Nozzle bolting
860 | Co-generator Block | Steam Turbine | Intermediate Pressure Turbine |  | 4109 | Nozzle bolting
861 | CoG GT units | Steam Turbine | Intermediate Pressure Turbine |  | 4109 | Nozzle bolting
862 | CoG steam units | Steam Turbine | Intermediate Pressure Turbine |  | 4109 | Nozzle bolting
100 | Fossil-Steam | Steam Turbine | Intermediate Pressure Turbine |  | 4110 | Nozzles and nozzle blocks
200 | Nuclear | Steam Turbine | Intermediate Pressure Turbine |  | 4110 | Nozzles and nozzle blocks
650 | Fluidized Bed | Steam Turbine | Intermediate Pressure Turbine |  | 4110 | Nozzles and nozzle blocks
800 | Miscellaneous | Steam Turbine | Intermediate Pressure Turbine |  | 4110 | Nozzles and nozzle blocks
810 | Multi-boiler/Multi-turbine | Steam Turbine | Intermediate Pressure Turbine |  | 4110 | Nozzles and nozzle blocks
850 | Combined Cycle Block | Steam Turbine | Intermediate Pressure Turbine |  | 4110 | Nozzles and nozzle blocks
851 | CC GT units | Steam Turbine | Intermediate Pressure Turbine |  | 4110 | Nozzles and nozzle blocks
852 | CC steam units | Steam Turbine | Intermediate Pressure Turbine |  | 4110 | Nozzles and nozzle blocks
860 | Co-generator Block | Steam Turbine | Intermediate Pressure Turbine |  | 4110 | Nozzles and nozzle blocks
861 | CoG GT units | Steam Turbine | Intermediate Pressure Turbine |  | 4110 | Nozzles and nozzle blocks
862 | CoG steam units | Steam Turbine | Intermediate Pressure Turbine |  | 4110 | Nozzles and nozzle blocks
100 | Fossil-Steam | Steam Turbine | Intermediate Pressure Turbine |  | 4111 | Diaphragms
200 | Nuclear | Steam Turbine | Intermediate Pressure Turbine |  | 4111 | Diaphragms
650 | Fluidized Bed | Steam Turbine | Intermediate Pressure Turbine |  | 4111 | Diaphragms
800 | Miscellaneous | Steam Turbine | Intermediate Pressure Turbine |  | 4111 | Diaphragms
810 | Multi-boiler/Multi-turbine | Steam Turbine | Intermediate Pressure Turbine |  | 4111 | Diaphragms
850 | Combined Cycle Block | Steam Turbine | Intermediate Pressure Turbine |  | 4111 | Diaphragms
851 | CC GT units | Steam Turbine | Intermediate Pressure Turbine |  | 4111 | Diaphragms
852 | CC steam units | Steam Turbine | Intermediate Pressure Turbine |  | 4111 | Diaphragms
860 | Co-generator Block | Steam Turbine | Intermediate Pressure Turbine |  | 4111 | Diaphragms
861 | CoG GT units | Steam Turbine | Intermediate Pressure Turbine |  | 4111 | Diaphragms
862 | CoG steam units | Steam Turbine | Intermediate Pressure Turbine |  | 4111 | Diaphragms
100 | Fossil-Steam | Steam Turbine | Intermediate Pressure Turbine |  | 4112 | Buckets or blades
200 | Nuclear | Steam Turbine | Intermediate Pressure Turbine |  | 4112 | Buckets or blades
650 | Fluidized Bed | Steam Turbine | Intermediate Pressure Turbine |  | 4112 | Buckets or blades
800 | Miscellaneous | Steam Turbine | Intermediate Pressure Turbine |  | 4112 | Buckets or blades
810 | Multi-boiler/Multi-turbine | Steam Turbine | Intermediate Pressure Turbine |  | 4112 | Buckets or blades
850 | Combined Cycle Block | Steam Turbine | Intermediate Pressure Turbine |  | 4112 | Buckets or blades
851 | CC GT units | Steam Turbine | Intermediate Pressure Turbine |  | 4112 | Buckets or blades
852 | CC steam units | Steam Turbine | Intermediate Pressure Turbine |  | 4112 | Buckets or blades
860 | Co-generator Block | Steam Turbine | Intermediate Pressure Turbine |  | 4112 | Buckets or blades
861 | CoG GT units | Steam Turbine | Intermediate Pressure Turbine |  | 4112 | Buckets or blades
862 | CoG steam units | Steam Turbine | Intermediate Pressure Turbine |  | 4112 | Buckets or blades
100 | Fossil-Steam | Steam Turbine | Intermediate Pressure Turbine |  | 4113 | Bucket or blade fouling
200 | Nuclear | Steam Turbine | Intermediate Pressure Turbine |  | 4113 | Bucket or blade fouling
650 | Fluidized Bed | Steam Turbine | Intermediate Pressure Turbine |  | 4113 | Bucket or blade fouling
800 | Miscellaneous | Steam Turbine | Intermediate Pressure Turbine |  | 4113 | Bucket or blade fouling
810 | Multi-boiler/Multi-turbine | Steam Turbine | Intermediate Pressure Turbine |  | 4113 | Bucket or blade fouling
850 | Combined Cycle Block | Steam Turbine | Intermediate Pressure Turbine |  | 4113 | Bucket or blade fouling
851 | CC GT units | Steam Turbine | Intermediate Pressure Turbine |  | 4113 | Bucket or blade fouling
852 | CC steam units | Steam Turbine | Intermediate Pressure Turbine |  | 4113 | Bucket or blade fouling
860 | Co-generator Block | Steam Turbine | Intermediate Pressure Turbine |  | 4113 | Bucket or blade fouling
861 | CoG GT units | Steam Turbine | Intermediate Pressure Turbine |  | 4113 | Bucket or blade fouling
862 | CoG steam units | Steam Turbine | Intermediate Pressure Turbine |  | 4113 | Bucket or blade fouling
100 | Fossil-Steam | Steam Turbine | Intermediate Pressure Turbine |  | 4115 | Wheels or spindles
200 | Nuclear | Steam Turbine | Intermediate Pressure Turbine |  | 4115 | Wheels or spindles
650 | Fluidized Bed | Steam Turbine | Intermediate Pressure Turbine |  | 4115 | Wheels or spindles
800 | Miscellaneous | Steam Turbine | Intermediate Pressure Turbine |  | 4115 | Wheels or spindles
810 | Multi-boiler/Multi-turbine | Steam Turbine | Intermediate Pressure Turbine |  | 4115 | Wheels or spindles
850 | Combined Cycle Block | Steam Turbine | Intermediate Pressure Turbine |  | 4115 | Wheels or spindles
851 | CC GT units | Steam Turbine | Intermediate Pressure Turbine |  | 4115 | Wheels or spindles
852 | CC steam units | Steam Turbine | Intermediate Pressure Turbine |  | 4115 | Wheels or spindles
860 | Co-generator Block | Steam Turbine | Intermediate Pressure Turbine |  | 4115 | Wheels or spindles
861 | CoG GT units | Steam Turbine | Intermediate Pressure Turbine |  | 4115 | Wheels or spindles
862 | CoG steam units | Steam Turbine | Intermediate Pressure Turbine |  | 4115 | Wheels or spindles
100 | Fossil-Steam | Steam Turbine | Intermediate Pressure Turbine |  | 4120 | Shaft seals
200 | Nuclear | Steam Turbine | Intermediate Pressure Turbine |  | 4120 | Shaft seals
650 | Fluidized Bed | Steam Turbine | Intermediate Pressure Turbine |  | 4120 | Shaft seals
800 | Miscellaneous | Steam Turbine | Intermediate Pressure Turbine |  | 4120 | Shaft seals
810 | Multi-boiler/Multi-turbine | Steam Turbine | Intermediate Pressure Turbine |  | 4120 | Shaft seals
850 | Combined Cycle Block | Steam Turbine | Intermediate Pressure Turbine |  | 4120 | Shaft seals
851 | CC GT units | Steam Turbine | Intermediate Pressure Turbine |  | 4120 | Shaft seals
852 | CC steam units | Steam Turbine | Intermediate Pressure Turbine |  | 4120 | Shaft seals
860 | Co-generator Block | Steam Turbine | Intermediate Pressure Turbine |  | 4120 | Shaft seals
861 | CoG GT units | Steam Turbine | Intermediate Pressure Turbine |  | 4120 | Shaft seals
862 | CoG steam units | Steam Turbine | Intermediate Pressure Turbine |  | 4120 | Shaft seals
100 | Fossil-Steam | Steam Turbine | Intermediate Pressure Turbine |  | 4121 | Dummy rings
200 | Nuclear | Steam Turbine | Intermediate Pressure Turbine |  | 4121 | Dummy rings
650 | Fluidized Bed | Steam Turbine | Intermediate Pressure Turbine |  | 4121 | Dummy rings
800 | Miscellaneous | Steam Turbine | Intermediate Pressure Turbine |  | 4121 | Dummy rings
810 | Multi-boiler/Multi-turbine | Steam Turbine | Intermediate Pressure Turbine |  | 4121 | Dummy rings
850 | Combined Cycle Block | Steam Turbine | Intermediate Pressure Turbine |  | 4121 | Dummy rings
851 | CC GT units | Steam Turbine | Intermediate Pressure Turbine |  | 4121 | Dummy rings
852 | CC steam units | Steam Turbine | Intermediate Pressure Turbine |  | 4121 | Dummy rings
860 | Co-generator Block | Steam Turbine | Intermediate Pressure Turbine |  | 4121 | Dummy rings
861 | CoG GT units | Steam Turbine | Intermediate Pressure Turbine |  | 4121 | Dummy rings
862 | CoG steam units | Steam Turbine | Intermediate Pressure Turbine |  | 4121 | Dummy rings
100 | Fossil-Steam | Steam Turbine | Intermediate Pressure Turbine |  | 4122 | Gland rings
200 | Nuclear | Steam Turbine | Intermediate Pressure Turbine |  | 4122 | Gland rings
650 | Fluidized Bed | Steam Turbine | Intermediate Pressure Turbine |  | 4122 | Gland rings
800 | Miscellaneous | Steam Turbine | Intermediate Pressure Turbine |  | 4122 | Gland rings
810 | Multi-boiler/Multi-turbine | Steam Turbine | Intermediate Pressure Turbine |  | 4122 | Gland rings
850 | Combined Cycle Block | Steam Turbine | Intermediate Pressure Turbine |  | 4122 | Gland rings
851 | CC GT units | Steam Turbine | Intermediate Pressure Turbine |  | 4122 | Gland rings
852 | CC steam units | Steam Turbine | Intermediate Pressure Turbine |  | 4122 | Gland rings
860 | Co-generator Block | Steam Turbine | Intermediate Pressure Turbine |  | 4122 | Gland rings
861 | CoG GT units | Steam Turbine | Intermediate Pressure Turbine |  | 4122 | Gland rings
862 | CoG steam units | Steam Turbine | Intermediate Pressure Turbine |  | 4122 | Gland rings
100 | Fossil-Steam | Steam Turbine | Intermediate Pressure Turbine |  | 4130 | Rotor shaft
200 | Nuclear | Steam Turbine | Intermediate Pressure Turbine |  | 4130 | Rotor shaft
650 | Fluidized Bed | Steam Turbine | Intermediate Pressure Turbine |  | 4130 | Rotor shaft
800 | Miscellaneous | Steam Turbine | Intermediate Pressure Turbine |  | 4130 | Rotor shaft
810 | Multi-boiler/Multi-turbine | Steam Turbine | Intermediate Pressure Turbine |  | 4130 | Rotor shaft
850 | Combined Cycle Block | Steam Turbine | Intermediate Pressure Turbine |  | 4130 | Rotor shaft
851 | CC GT units | Steam Turbine | Intermediate Pressure Turbine |  | 4130 | Rotor shaft
852 | CC steam units | Steam Turbine | Intermediate Pressure Turbine |  | 4130 | Rotor shaft
860 | Co-generator Block | Steam Turbine | Intermediate Pressure Turbine |  | 4130 | Rotor shaft
861 | CoG GT units | Steam Turbine | Intermediate Pressure Turbine |  | 4130 | Rotor shaft
862 | CoG steam units | Steam Turbine | Intermediate Pressure Turbine |  | 4130 | Rotor shaft
100 | Fossil-Steam | Steam Turbine | Intermediate Pressure Turbine |  | 4140 | Bearings
200 | Nuclear | Steam Turbine | Intermediate Pressure Turbine |  | 4140 | Bearings
650 | Fluidized Bed | Steam Turbine | Intermediate Pressure Turbine |  | 4140 | Bearings
800 | Miscellaneous | Steam Turbine | Intermediate Pressure Turbine |  | 4140 | Bearings
810 | Multi-boiler/Multi-turbine | Steam Turbine | Intermediate Pressure Turbine |  | 4140 | Bearings
850 | Combined Cycle Block | Steam Turbine | Intermediate Pressure Turbine |  | 4140 | Bearings
851 | CC GT units | Steam Turbine | Intermediate Pressure Turbine |  | 4140 | Bearings
852 | CC steam units | Steam Turbine | Intermediate Pressure Turbine |  | 4140 | Bearings
860 | Co-generator Block | Steam Turbine | Intermediate Pressure Turbine |  | 4140 | Bearings
861 | CoG GT units | Steam Turbine | Intermediate Pressure Turbine |  | 4140 | Bearings
862 | CoG steam units | Steam Turbine | Intermediate Pressure Turbine |  | 4140 | Bearings
100 | Fossil-Steam | Steam Turbine | Intermediate Pressure Turbine |  | 4141 | Thrust bearings
200 | Nuclear | Steam Turbine | Intermediate Pressure Turbine |  | 4141 | Thrust bearings
650 | Fluidized Bed | Steam Turbine | Intermediate Pressure Turbine |  | 4141 | Thrust bearings
800 | Miscellaneous | Steam Turbine | Intermediate Pressure Turbine |  | 4141 | Thrust bearings
810 | Multi-boiler/Multi-turbine | Steam Turbine | Intermediate Pressure Turbine |  | 4141 | Thrust bearings
850 | Combined Cycle Block | Steam Turbine | Intermediate Pressure Turbine |  | 4141 | Thrust bearings
851 | CC GT units | Steam Turbine | Intermediate Pressure Turbine |  | 4141 | Thrust bearings
852 | CC steam units | Steam Turbine | Intermediate Pressure Turbine |  | 4141 | Thrust bearings
860 | Co-generator Block | Steam Turbine | Intermediate Pressure Turbine |  | 4141 | Thrust bearings
861 | CoG GT units | Steam Turbine | Intermediate Pressure Turbine |  | 4141 | Thrust bearings
862 | CoG steam units | Steam Turbine | Intermediate Pressure Turbine |  | 4141 | Thrust bearings
100 | Fossil-Steam | Steam Turbine | Intermediate Pressure Turbine |  | 4199 | Other intermediate pressure turbine problems
200 | Nuclear | Steam Turbine | Intermediate Pressure Turbine |  | 4199 | Other intermediate pressure turbine problems
650 | Fluidized Bed | Steam Turbine | Intermediate Pressure Turbine |  | 4199 | Other intermediate pressure turbine problems
800 | Miscellaneous | Steam Turbine | Intermediate Pressure Turbine |  | 4199 | Other intermediate pressure turbine problems
810 | Multi-boiler/Multi-turbine | Steam Turbine | Intermediate Pressure Turbine |  | 4199 | Other intermediate pressure turbine problems
850 | Combined Cycle Block | Steam Turbine | Intermediate Pressure Turbine |  | 4199 | Other intermediate pressure turbine problems
851 | CC GT units | Steam Turbine | Intermediate Pressure Turbine |  | 4199 | Other intermediate pressure turbine problems
852 | CC steam units | Steam Turbine | Intermediate Pressure Turbine |  | 4199 | Other intermediate pressure turbine problems
860 | Co-generator Block | Steam Turbine | Intermediate Pressure Turbine |  | 4199 | Other intermediate pressure turbine problems
861 | CoG GT units | Steam Turbine | Intermediate Pressure Turbine |  | 4199 | Other intermediate pressure turbine problems
862 | CoG steam units | Steam Turbine | Intermediate Pressure Turbine |  | 4199 | Other intermediate pressure turbine problems
100 | Fossil-Steam | Steam Turbine | Low Pressure Turbine |  | 4200 | Outer casing
200 | Nuclear | Steam Turbine | Low Pressure Turbine |  | 4200 | Outer casing
650 | Fluidized Bed | Steam Turbine | Low Pressure Turbine |  | 4200 | Outer casing
800 | Miscellaneous | Steam Turbine | Low Pressure Turbine |  | 4200 | Outer casing
810 | Multi-boiler/Multi-turbine | Steam Turbine | Low Pressure Turbine |  | 4200 | Outer casing
830 | Geothermal | Steam Turbine | Low Pressure Turbine |  | 4200 | Outer casing
850 | Combined Cycle Block | Steam Turbine | Low Pressure Turbine |  | 4200 | Outer casing
851 | CC GT units | Steam Turbine | Low Pressure Turbine |  | 4200 | Outer casing
852 | CC steam units | Steam Turbine | Low Pressure Turbine |  | 4200 | Outer casing
860 | Co-generator Block | Steam Turbine | Low Pressure Turbine |  | 4200 | Outer casing
861 | CoG GT units | Steam Turbine | Low Pressure Turbine |  | 4200 | Outer casing
862 | CoG steam units | Steam Turbine | Low Pressure Turbine |  | 4200 | Outer casing
100 | Fossil-Steam | Steam Turbine | Low Pressure Turbine |  | 4201 | Inner casing
200 | Nuclear | Steam Turbine | Low Pressure Turbine |  | 4201 | Inner casing
650 | Fluidized Bed | Steam Turbine | Low Pressure Turbine |  | 4201 | Inner casing
800 | Miscellaneous | Steam Turbine | Low Pressure Turbine |  | 4201 | Inner casing
810 | Multi-boiler/Multi-turbine | Steam Turbine | Low Pressure Turbine |  | 4201 | Inner casing
830 | Geothermal | Steam Turbine | Low Pressure Turbine |  | 4201 | Inner casing
850 | Combined Cycle Block | Steam Turbine | Low Pressure Turbine |  | 4201 | Inner casing
851 | CC GT units | Steam Turbine | Low Pressure Turbine |  | 4201 | Inner casing
852 | CC steam units | Steam Turbine | Low Pressure Turbine |  | 4201 | Inner casing
860 | Co-generator Block | Steam Turbine | Low Pressure Turbine |  | 4201 | Inner casing
861 | CoG GT units | Steam Turbine | Low Pressure Turbine |  | 4201 | Inner casing
862 | CoG steam units | Steam Turbine | Low Pressure Turbine |  | 4201 | Inner casing
100 | Fossil-Steam | Steam Turbine | Low Pressure Turbine |  | 4209 | Nozzle bolting
200 | Nuclear | Steam Turbine | Low Pressure Turbine |  | 4209 | Nozzle bolting
650 | Fluidized Bed | Steam Turbine | Low Pressure Turbine |  | 4209 | Nozzle bolting
800 | Miscellaneous | Steam Turbine | Low Pressure Turbine |  | 4209 | Nozzle bolting
810 | Multi-boiler/Multi-turbine | Steam Turbine | Low Pressure Turbine |  | 4209 | Nozzle bolting
830 | Geothermal | Steam Turbine | Low Pressure Turbine |  | 4209 | Nozzle bolting
850 | Combined Cycle Block | Steam Turbine | Low Pressure Turbine |  | 4209 | Nozzle bolting
851 | CC GT units | Steam Turbine | Low Pressure Turbine |  | 4209 | Nozzle bolting
852 | CC steam units | Steam Turbine | Low Pressure Turbine |  | 4209 | Nozzle bolting
860 | Co-generator Block | Steam Turbine | Low Pressure Turbine |  | 4209 | Nozzle bolting
861 | CoG GT units | Steam Turbine | Low Pressure Turbine |  | 4209 | Nozzle bolting
862 | CoG steam units | Steam Turbine | Low Pressure Turbine |  | 4209 | Nozzle bolting
100 | Fossil-Steam | Steam Turbine | Low Pressure Turbine |  | 4210 | Nozzles and nozzle blocks
200 | Nuclear | Steam Turbine | Low Pressure Turbine |  | 4210 | Nozzles and nozzle blocks
650 | Fluidized Bed | Steam Turbine | Low Pressure Turbine |  | 4210 | Nozzles and nozzle blocks
800 | Miscellaneous | Steam Turbine | Low Pressure Turbine |  | 4210 | Nozzles and nozzle blocks
810 | Multi-boiler/Multi-turbine | Steam Turbine | Low Pressure Turbine |  | 4210 | Nozzles and nozzle blocks
830 | Geothermal | Steam Turbine | Low Pressure Turbine |  | 4210 | Nozzles and nozzle blocks
850 | Combined Cycle Block | Steam Turbine | Low Pressure Turbine |  | 4210 | Nozzles and nozzle blocks
851 | CC GT units | Steam Turbine | Low Pressure Turbine |  | 4210 | Nozzles and nozzle blocks
852 | CC steam units | Steam Turbine | Low Pressure Turbine |  | 4210 | Nozzles and nozzle blocks
860 | Co-generator Block | Steam Turbine | Low Pressure Turbine |  | 4210 | Nozzles and nozzle blocks
861 | CoG GT units | Steam Turbine | Low Pressure Turbine |  | 4210 | Nozzles and nozzle blocks
862 | CoG steam units | Steam Turbine | Low Pressure Turbine |  | 4210 | Nozzles and nozzle blocks
100 | Fossil-Steam | Steam Turbine | Low Pressure Turbine |  | 4211 | Diaphragms
200 | Nuclear | Steam Turbine | Low Pressure Turbine |  | 4211 | Diaphragms
650 | Fluidized Bed | Steam Turbine | Low Pressure Turbine |  | 4211 | Diaphragms
800 | Miscellaneous | Steam Turbine | Low Pressure Turbine |  | 4211 | Diaphragms
810 | Multi-boiler/Multi-turbine | Steam Turbine | Low Pressure Turbine |  | 4211 | Diaphragms
830 | Geothermal | Steam Turbine | Low Pressure Turbine |  | 4211 | Diaphragms
850 | Combined Cycle Block | Steam Turbine | Low Pressure Turbine |  | 4211 | Diaphragms
851 | CC GT units | Steam Turbine | Low Pressure Turbine |  | 4211 | Diaphragms
852 | CC steam units | Steam Turbine | Low Pressure Turbine |  | 4211 | Diaphragms
860 | Co-generator Block | Steam Turbine | Low Pressure Turbine |  | 4211 | Diaphragms
861 | CoG GT units | Steam Turbine | Low Pressure Turbine |  | 4211 | Diaphragms
862 | CoG steam units | Steam Turbine | Low Pressure Turbine |  | 4211 | Diaphragms
100 | Fossil-Steam | Steam Turbine | Low Pressure Turbine |  | 4212 | Buckets or blades
200 | Nuclear | Steam Turbine | Low Pressure Turbine |  | 4212 | Buckets or blades
650 | Fluidized Bed | Steam Turbine | Low Pressure Turbine |  | 4212 | Buckets or blades
800 | Miscellaneous | Steam Turbine | Low Pressure Turbine |  | 4212 | Buckets or blades
810 | Multi-boiler/Multi-turbine | Steam Turbine | Low Pressure Turbine |  | 4212 | Buckets or blades
830 | Geothermal | Steam Turbine | Low Pressure Turbine |  | 4212 | Buckets or blades
850 | Combined Cycle Block | Steam Turbine | Low Pressure Turbine |  | 4212 | Buckets or blades
851 | CC GT units | Steam Turbine | Low Pressure Turbine |  | 4212 | Buckets or blades
852 | CC steam units | Steam Turbine | Low Pressure Turbine |  | 4212 | Buckets or blades
860 | Co-generator Block | Steam Turbine | Low Pressure Turbine |  | 4212 | Buckets or blades
861 | CoG GT units | Steam Turbine | Low Pressure Turbine |  | 4212 | Buckets or blades
862 | CoG steam units | Steam Turbine | Low Pressure Turbine |  | 4212 | Buckets or blades
100 | Fossil-Steam | Steam Turbine | Low Pressure Turbine |  | 4213 | Bucket or blade fouling
200 | Nuclear | Steam Turbine | Low Pressure Turbine |  | 4213 | Bucket or blade fouling
650 | Fluidized Bed | Steam Turbine | Low Pressure Turbine |  | 4213 | Bucket or blade fouling
800 | Miscellaneous | Steam Turbine | Low Pressure Turbine |  | 4213 | Bucket or blade fouling
810 | Multi-boiler/Multi-turbine | Steam Turbine | Low Pressure Turbine |  | 4213 | Bucket or blade fouling
830 | Geothermal | Steam Turbine | Low Pressure Turbine |  | 4213 | Bucket or blade fouling
850 | Combined Cycle Block | Steam Turbine | Low Pressure Turbine |  | 4213 | Bucket or blade fouling
851 | CC GT units | Steam Turbine | Low Pressure Turbine |  | 4213 | Bucket or blade fouling
852 | CC steam units | Steam Turbine | Low Pressure Turbine |  | 4213 | Bucket or blade fouling
860 | Co-generator Block | Steam Turbine | Low Pressure Turbine |  | 4213 | Bucket or blade fouling
861 | CoG GT units | Steam Turbine | Low Pressure Turbine |  | 4213 | Bucket or blade fouling
862 | CoG steam units | Steam Turbine | Low Pressure Turbine |  | 4213 | Bucket or blade fouling
100 | Fossil-Steam | Steam Turbine | Low Pressure Turbine |  | 4215 | Wheels or spindles
200 | Nuclear | Steam Turbine | Low Pressure Turbine |  | 4215 | Wheels or spindles
650 | Fluidized Bed | Steam Turbine | Low Pressure Turbine |  | 4215 | Wheels or spindles
800 | Miscellaneous | Steam Turbine | Low Pressure Turbine |  | 4215 | Wheels or spindles
810 | Multi-boiler/Multi-turbine | Steam Turbine | Low Pressure Turbine |  | 4215 | Wheels or spindles
830 | Geothermal | Steam Turbine | Low Pressure Turbine |  | 4215 | Wheels or spindles
850 | Combined Cycle Block | Steam Turbine | Low Pressure Turbine |  | 4215 | Wheels or spindles
851 | CC GT units | Steam Turbine | Low Pressure Turbine |  | 4215 | Wheels or spindles
852 | CC steam units | Steam Turbine | Low Pressure Turbine |  | 4215 | Wheels or spindles
860 | Co-generator Block | Steam Turbine | Low Pressure Turbine |  | 4215 | Wheels or spindles
861 | CoG GT units | Steam Turbine | Low Pressure Turbine |  | 4215 | Wheels or spindles
862 | CoG steam units | Steam Turbine | Low Pressure Turbine |  | 4215 | Wheels or spindles
100 | Fossil-Steam | Steam Turbine | Low Pressure Turbine |  | 4220 | Shaft seals
200 | Nuclear | Steam Turbine | Low Pressure Turbine |  | 4220 | Shaft seals
650 | Fluidized Bed | Steam Turbine | Low Pressure Turbine |  | 4220 | Shaft seals
800 | Miscellaneous | Steam Turbine | Low Pressure Turbine |  | 4220 | Shaft seals
810 | Multi-boiler/Multi-turbine | Steam Turbine | Low Pressure Turbine |  | 4220 | Shaft seals
830 | Geothermal | Steam Turbine | Low Pressure Turbine |  | 4220 | Shaft seals
850 | Combined Cycle Block | Steam Turbine | Low Pressure Turbine |  | 4220 | Shaft seals
851 | CC GT units | Steam Turbine | Low Pressure Turbine |  | 4220 | Shaft seals
852 | CC steam units | Steam Turbine | Low Pressure Turbine |  | 4220 | Shaft seals
860 | Co-generator Block | Steam Turbine | Low Pressure Turbine |  | 4220 | Shaft seals
861 | CoG GT units | Steam Turbine | Low Pressure Turbine |  | 4220 | Shaft seals
862 | CoG steam units | Steam Turbine | Low Pressure Turbine |  | 4220 | Shaft seals
100 | Fossil-Steam | Steam Turbine | Low Pressure Turbine |  | 4221 | Dummy rings
200 | Nuclear | Steam Turbine | Low Pressure Turbine |  | 4221 | Dummy rings
650 | Fluidized Bed | Steam Turbine | Low Pressure Turbine |  | 4221 | Dummy rings
800 | Miscellaneous | Steam Turbine | Low Pressure Turbine |  | 4221 | Dummy rings
810 | Multi-boiler/Multi-turbine | Steam Turbine | Low Pressure Turbine |  | 4221 | Dummy rings
830 | Geothermal | Steam Turbine | Low Pressure Turbine |  | 4221 | Dummy rings
850 | Combined Cycle Block | Steam Turbine | Low Pressure Turbine |  | 4221 | Dummy rings
851 | CC GT units | Steam Turbine | Low Pressure Turbine |  | 4221 | Dummy rings
852 | CC steam units | Steam Turbine | Low Pressure Turbine |  | 4221 | Dummy rings
860 | Co-generator Block | Steam Turbine | Low Pressure Turbine |  | 4221 | Dummy rings
861 | CoG GT units | Steam Turbine | Low Pressure Turbine |  | 4221 | Dummy rings
862 | CoG steam units | Steam Turbine | Low Pressure Turbine |  | 4221 | Dummy rings
100 | Fossil-Steam | Steam Turbine | Low Pressure Turbine |  | 4222 | Gland rings
200 | Nuclear | Steam Turbine | Low Pressure Turbine |  | 4222 | Gland rings
650 | Fluidized Bed | Steam Turbine | Low Pressure Turbine |  | 4222 | Gland rings
800 | Miscellaneous | Steam Turbine | Low Pressure Turbine |  | 4222 | Gland rings
810 | Multi-boiler/Multi-turbine | Steam Turbine | Low Pressure Turbine |  | 4222 | Gland rings
830 | Geothermal | Steam Turbine | Low Pressure Turbine |  | 4222 | Gland rings
850 | Combined Cycle Block | Steam Turbine | Low Pressure Turbine |  | 4222 | Gland rings
851 | CC GT units | Steam Turbine | Low Pressure Turbine |  | 4222 | Gland rings
852 | CC steam units | Steam Turbine | Low Pressure Turbine |  | 4222 | Gland rings
860 | Co-generator Block | Steam Turbine | Low Pressure Turbine |  | 4222 | Gland rings
861 | CoG GT units | Steam Turbine | Low Pressure Turbine |  | 4222 | Gland rings
862 | CoG steam units | Steam Turbine | Low Pressure Turbine |  | 4222 | Gland rings
100 | Fossil-Steam | Steam Turbine | Low Pressure Turbine |  | 4230 | Rotor shaft
200 | Nuclear | Steam Turbine | Low Pressure Turbine |  | 4230 | Rotor shaft
650 | Fluidized Bed | Steam Turbine | Low Pressure Turbine |  | 4230 | Rotor shaft
800 | Miscellaneous | Steam Turbine | Low Pressure Turbine |  | 4230 | Rotor shaft
810 | Multi-boiler/Multi-turbine | Steam Turbine | Low Pressure Turbine |  | 4230 | Rotor shaft
830 | Geothermal | Steam Turbine | Low Pressure Turbine |  | 4230 | Rotor shaft
850 | Combined Cycle Block | Steam Turbine | Low Pressure Turbine |  | 4230 | Rotor shaft
851 | CC GT units | Steam Turbine | Low Pressure Turbine |  | 4230 | Rotor shaft
852 | CC steam units | Steam Turbine | Low Pressure Turbine |  | 4230 | Rotor shaft
860 | Co-generator Block | Steam Turbine | Low Pressure Turbine |  | 4230 | Rotor shaft
861 | CoG GT units | Steam Turbine | Low Pressure Turbine |  | 4230 | Rotor shaft
862 | CoG steam units | Steam Turbine | Low Pressure Turbine |  | 4230 | Rotor shaft
100 | Fossil-Steam | Steam Turbine | Low Pressure Turbine |  | 4240 | Bearings
200 | Nuclear | Steam Turbine | Low Pressure Turbine |  | 4240 | Bearings
650 | Fluidized Bed | Steam Turbine | Low Pressure Turbine |  | 4240 | Bearings
800 | Miscellaneous | Steam Turbine | Low Pressure Turbine |  | 4240 | Bearings
810 | Multi-boiler/Multi-turbine | Steam Turbine | Low Pressure Turbine |  | 4240 | Bearings
830 | Geothermal | Steam Turbine | Low Pressure Turbine |  | 4240 | Bearings
850 | Combined Cycle Block | Steam Turbine | Low Pressure Turbine |  | 4240 | Bearings
851 | CC GT units | Steam Turbine | Low Pressure Turbine |  | 4240 | Bearings
852 | CC steam units | Steam Turbine | Low Pressure Turbine |  | 4240 | Bearings
860 | Co-generator Block | Steam Turbine | Low Pressure Turbine |  | 4240 | Bearings
861 | CoG GT units | Steam Turbine | Low Pressure Turbine |  | 4240 | Bearings
862 | CoG steam units | Steam Turbine | Low Pressure Turbine |  | 4240 | Bearings
100 | Fossil-Steam | Steam Turbine | Low Pressure Turbine |  | 4241 | Thrust bearings
200 | Nuclear | Steam Turbine | Low Pressure Turbine |  | 4241 | Thrust bearings
650 | Fluidized Bed | Steam Turbine | Low Pressure Turbine |  | 4241 | Thrust bearings
800 | Miscellaneous | Steam Turbine | Low Pressure Turbine |  | 4241 | Thrust bearings
810 | Multi-boiler/Multi-turbine | Steam Turbine | Low Pressure Turbine |  | 4241 | Thrust bearings
830 | Geothermal | Steam Turbine | Low Pressure Turbine |  | 4241 | Thrust bearings
850 | Combined Cycle Block | Steam Turbine | Low Pressure Turbine |  | 4241 | Thrust bearings
851 | CC GT units | Steam Turbine | Low Pressure Turbine |  | 4241 | Thrust bearings
852 | CC steam units | Steam Turbine | Low Pressure Turbine |  | 4241 | Thrust bearings
860 | Co-generator Block | Steam Turbine | Low Pressure Turbine |  | 4241 | Thrust bearings
861 | CoG GT units | Steam Turbine | Low Pressure Turbine |  | 4241 | Thrust bearings
862 | CoG steam units | Steam Turbine | Low Pressure Turbine |  | 4241 | Thrust bearings
100 | Fossil-Steam | Steam Turbine | Low Pressure Turbine |  | 4250 | Other low pressure turbine problems
200 | Nuclear | Steam Turbine | Low Pressure Turbine |  | 4250 | Other low pressure turbine problems
650 | Fluidized Bed | Steam Turbine | Low Pressure Turbine |  | 4250 | Other low pressure turbine problems
800 | Miscellaneous | Steam Turbine | Low Pressure Turbine |  | 4250 | Other low pressure turbine problems
810 | Multi-boiler/Multi-turbine | Steam Turbine | Low Pressure Turbine |  | 4250 | Other low pressure turbine problems
830 | Geothermal | Steam Turbine | Low Pressure Turbine |  | 4250 | Other low pressure turbine problems
850 | Combined Cycle Block | Steam Turbine | Low Pressure Turbine |  | 4250 | Other low pressure turbine problems
851 | CC GT units | Steam Turbine | Low Pressure Turbine |  | 4250 | Other low pressure turbine problems
852 | CC steam units | Steam Turbine | Low Pressure Turbine |  | 4250 | Other low pressure turbine problems
860 | Co-generator Block | Steam Turbine | Low Pressure Turbine |  | 4250 | Other low pressure turbine problems
861 | CoG GT units | Steam Turbine | Low Pressure Turbine |  | 4250 | Other low pressure turbine problems
862 | CoG steam units | Steam Turbine | Low Pressure Turbine |  | 4250 | Other low pressure turbine problems
100 | Fossil-Steam | Steam Turbine | Valves |  | 4260 | Main stop valves
200 | Nuclear | Steam Turbine | Valves |  | 4260 | Main stop valves
650 | Fluidized Bed | Steam Turbine | Valves |  | 4260 | Main stop valves
800 | Miscellaneous | Steam Turbine | Valves |  | 4260 | Main stop valves
810 | Multi-boiler/Multi-turbine | Steam Turbine | Valves |  | 4260 | Main stop valves
830 | Geothermal | Steam Turbine | Valves |  | 4260 | Main stop valves
850 | Combined Cycle Block | Steam Turbine | Valves |  | 4260 | Main stop valves
851 | CC GT units | Steam Turbine | Valves |  | 4260 | Main stop valves
852 | CC steam units | Steam Turbine | Valves |  | 4260 | Main stop valves
860 | Co-generator Block | Steam Turbine | Valves |  | 4260 | Main stop valves
861 | CoG GT units | Steam Turbine | Valves |  | 4260 | Main stop valves
862 | CoG steam units | Steam Turbine | Valves |  | 4260 | Main stop valves
100 | Fossil-Steam | Steam Turbine | Valves |  | 4261 | Control valves
200 | Nuclear | Steam Turbine | Valves |  | 4261 | Control valves
650 | Fluidized Bed | Steam Turbine | Valves |  | 4261 | Control valves
800 | Miscellaneous | Steam Turbine | Valves |  | 4261 | Control valves
810 | Multi-boiler/Multi-turbine | Steam Turbine | Valves |  | 4261 | Control valves
830 | Geothermal | Steam Turbine | Valves |  | 4261 | Control valves
850 | Combined Cycle Block | Steam Turbine | Valves |  | 4261 | Control valves
851 | CC GT units | Steam Turbine | Valves |  | 4261 | Control valves
852 | CC steam units | Steam Turbine | Valves |  | 4261 | Control valves
860 | Co-generator Block | Steam Turbine | Valves |  | 4261 | Control valves
861 | CoG GT units | Steam Turbine | Valves |  | 4261 | Control valves
862 | CoG steam units | Steam Turbine | Valves |  | 4261 | Control valves
100 | Fossil-Steam | Steam Turbine | Valves |  | 4262 | Intercept valves
200 | Nuclear | Steam Turbine | Valves |  | 4262 | Intercept valves
650 | Fluidized Bed | Steam Turbine | Valves |  | 4262 | Intercept valves
800 | Miscellaneous | Steam Turbine | Valves |  | 4262 | Intercept valves
810 | Multi-boiler/Multi-turbine | Steam Turbine | Valves |  | 4262 | Intercept valves
830 | Geothermal | Steam Turbine | Valves |  | 4262 | Intercept valves
850 | Combined Cycle Block | Steam Turbine | Valves |  | 4262 | Intercept valves
851 | CC GT units | Steam Turbine | Valves |  | 4262 | Intercept valves
852 | CC steam units | Steam Turbine | Valves |  | 4262 | Intercept valves
860 | Co-generator Block | Steam Turbine | Valves |  | 4262 | Intercept valves
861 | CoG GT units | Steam Turbine | Valves |  | 4262 | Intercept valves
862 | CoG steam units | Steam Turbine | Valves |  | 4262 | Intercept valves
100 | Fossil-Steam | Steam Turbine | Valves |  | 4263 | Reheat stop valves
200 | Nuclear | Steam Turbine | Valves |  | 4263 | Reheat stop valves
650 | Fluidized Bed | Steam Turbine | Valves |  | 4263 | Reheat stop valves
800 | Miscellaneous | Steam Turbine | Valves |  | 4263 | Reheat stop valves
810 | Multi-boiler/Multi-turbine | Steam Turbine | Valves |  | 4263 | Reheat stop valves
830 | Geothermal | Steam Turbine | Valves |  | 4263 | Reheat stop valves
850 | Combined Cycle Block | Steam Turbine | Valves |  | 4263 | Reheat stop valves
851 | CC GT units | Steam Turbine | Valves |  | 4263 | Reheat stop valves
852 | CC steam units | Steam Turbine | Valves |  | 4263 | Reheat stop valves
860 | Co-generator Block | Steam Turbine | Valves |  | 4263 | Reheat stop valves
861 | CoG GT units | Steam Turbine | Valves |  | 4263 | Reheat stop valves
862 | CoG steam units | Steam Turbine | Valves |  | 4263 | Reheat stop valves
100 | Fossil-Steam | Steam Turbine | Valves |  | 4264 | Combined intercept valves
200 | Nuclear | Steam Turbine | Valves |  | 4264 | Combined intercept valves
650 | Fluidized Bed | Steam Turbine | Valves |  | 4264 | Combined intercept valves
800 | Miscellaneous | Steam Turbine | Valves |  | 4264 | Combined intercept valves
810 | Multi-boiler/Multi-turbine | Steam Turbine | Valves |  | 4264 | Combined intercept valves
830 | Geothermal | Steam Turbine | Valves |  | 4264 | Combined intercept valves
850 | Combined Cycle Block | Steam Turbine | Valves |  | 4264 | Combined intercept valves
851 | CC GT units | Steam Turbine | Valves |  | 4264 | Combined intercept valves
852 | CC steam units | Steam Turbine | Valves |  | 4264 | Combined intercept valves
860 | Co-generator Block | Steam Turbine | Valves |  | 4264 | Combined intercept valves
861 | CoG GT units | Steam Turbine | Valves |  | 4264 | Combined intercept valves
862 | CoG steam units | Steam Turbine | Valves |  | 4264 | Combined intercept valves
100 | Fossil-Steam | Steam Turbine | Valves |  | 4265 | Miscellaneous drain and vent valves
200 | Nuclear | Steam Turbine | Valves |  | 4265 | Miscellaneous drain and vent valves
650 | Fluidized Bed | Steam Turbine | Valves |  | 4265 | Miscellaneous drain and vent valves
800 | Miscellaneous | Steam Turbine | Valves |  | 4265 | Miscellaneous drain and vent valves
810 | Multi-boiler/Multi-turbine | Steam Turbine | Valves |  | 4265 | Miscellaneous drain and vent valves
830 | Geothermal | Steam Turbine | Valves |  | 4265 | Miscellaneous drain and vent valves
850 | Combined Cycle Block | Steam Turbine | Valves |  | 4265 | Miscellaneous drain and vent valves
851 | CC GT units | Steam Turbine | Valves |  | 4265 | Miscellaneous drain and vent valves
852 | CC steam units | Steam Turbine | Valves |  | 4265 | Miscellaneous drain and vent valves
860 | Co-generator Block | Steam Turbine | Valves |  | 4265 | Miscellaneous drain and vent valves
861 | CoG GT units | Steam Turbine | Valves |  | 4265 | Miscellaneous drain and vent valves
862 | CoG steam units | Steam Turbine | Valves |  | 4265 | Miscellaneous drain and vent valves
100 | Fossil-Steam | Steam Turbine | Valves |  | 4266 | Main stop valve testing
200 | Nuclear | Steam Turbine | Valves |  | 4266 | Main stop valve testing
650 | Fluidized Bed | Steam Turbine | Valves |  | 4266 | Main stop valve testing
800 | Miscellaneous | Steam Turbine | Valves |  | 4266 | Main stop valve testing
810 | Multi-boiler/Multi-turbine | Steam Turbine | Valves |  | 4266 | Main stop valve testing
830 | Geothermal | Steam Turbine | Valves |  | 4266 | Main stop valve testing
850 | Combined Cycle Block | Steam Turbine | Valves |  | 4266 | Main stop valve testing
851 | CC GT units | Steam Turbine | Valves |  | 4266 | Main stop valve testing
852 | CC steam units | Steam Turbine | Valves |  | 4266 | Main stop valve testing
860 | Co-generator Block | Steam Turbine | Valves |  | 4266 | Main stop valve testing
861 | CoG GT units | Steam Turbine | Valves |  | 4266 | Main stop valve testing
862 | CoG steam units | Steam Turbine | Valves |  | 4266 | Main stop valve testing
100 | Fossil-Steam | Steam Turbine | Valves |  | 4267 | Control valve testing
200 | Nuclear | Steam Turbine | Valves |  | 4267 | Control valve testing
650 | Fluidized Bed | Steam Turbine | Valves |  | 4267 | Control valve testing
800 | Miscellaneous | Steam Turbine | Valves |  | 4267 | Control valve testing
810 | Multi-boiler/Multi-turbine | Steam Turbine | Valves |  | 4267 | Control valve testing
830 | Geothermal | Steam Turbine | Valves |  | 4267 | Control valve testing
850 | Combined Cycle Block | Steam Turbine | Valves |  | 4267 | Control valve testing
851 | CC GT units | Steam Turbine | Valves |  | 4267 | Control valve testing
852 | CC steam units | Steam Turbine | Valves |  | 4267 | Control valve testing
860 | Co-generator Block | Steam Turbine | Valves |  | 4267 | Control valve testing
861 | CoG GT units | Steam Turbine | Valves |  | 4267 | Control valve testing
862 | CoG steam units | Steam Turbine | Valves |  | 4267 | Control valve testing
100 | Fossil-Steam | Steam Turbine | Valves |  | 4268 | Reheat/intercept valve testing
200 | Nuclear | Steam Turbine | Valves |  | 4268 | Reheat/intercept valve testing
650 | Fluidized Bed | Steam Turbine | Valves |  | 4268 | Reheat/intercept valve testing
800 | Miscellaneous | Steam Turbine | Valves |  | 4268 | Reheat/intercept valve testing
810 | Multi-boiler/Multi-turbine | Steam Turbine | Valves |  | 4268 | Reheat/intercept valve testing
830 | Geothermal | Steam Turbine | Valves |  | 4268 | Reheat/intercept valve testing
850 | Combined Cycle Block | Steam Turbine | Valves |  | 4268 | Reheat/intercept valve testing
851 | CC GT units | Steam Turbine | Valves |  | 4268 | Reheat/intercept valve testing
852 | CC steam units | Steam Turbine | Valves |  | 4268 | Reheat/intercept valve testing
860 | Co-generator Block | Steam Turbine | Valves |  | 4268 | Reheat/intercept valve testing
861 | CoG GT units | Steam Turbine | Valves |  | 4268 | Reheat/intercept valve testing
862 | CoG steam units | Steam Turbine | Valves |  | 4268 | Reheat/intercept valve testing
100 | Fossil-Steam | Steam Turbine | Valves |  | 4269 | Other turbine valves (including LP steam admission valves)
200 | Nuclear | Steam Turbine | Valves |  | 4269 | Other turbine valves (including LP steam admission valves)
650 | Fluidized Bed | Steam Turbine | Valves |  | 4269 | Other turbine valves (including LP steam admission valves)
800 | Miscellaneous | Steam Turbine | Valves |  | 4269 | Other turbine valves (including LP steam admission valves)
810 | Multi-boiler/Multi-turbine | Steam Turbine | Valves |  | 4269 | Other turbine valves (including LP steam admission valves)
830 | Geothermal | Steam Turbine | Valves |  | 4269 | Other turbine valves (including LP steam admission valves)
850 | Combined Cycle Block | Steam Turbine | Valves |  | 4269 | Other turbine valves (including LP steam admission valves)
851 | CC GT units | Steam Turbine | Valves |  | 4269 | Other turbine valves (including LP steam admission valves)
852 | CC steam units | Steam Turbine | Valves |  | 4269 | Other turbine valves (including LP steam admission valves)
860 | Co-generator Block | Steam Turbine | Valves |  | 4269 | Other turbine valves (including LP steam admission valves)
861 | CoG GT units | Steam Turbine | Valves |  | 4269 | Other turbine valves (including LP steam admission valves)
862 | CoG steam units | Steam Turbine | Valves |  | 4269 | Other turbine valves (including LP steam admission valves)
100 | Fossil-Steam | Steam Turbine | Piping |  | 4270 | Crossover or under piping
200 | Nuclear | Steam Turbine | Piping |  | 4270 | Crossover or under piping
650 | Fluidized Bed | Steam Turbine | Piping |  | 4270 | Crossover or under piping
800 | Miscellaneous | Steam Turbine | Piping |  | 4270 | Crossover or under piping
810 | Multi-boiler/Multi-turbine | Steam Turbine | Piping |  | 4270 | Crossover or under piping
830 | Geothermal | Steam Turbine | Piping |  | 4270 | Crossover or under piping
850 | Combined Cycle Block | Steam Turbine | Piping |  | 4270 | Crossover or under piping
851 | CC GT units | Steam Turbine | Piping |  | 4270 | Crossover or under piping
852 | CC steam units | Steam Turbine | Piping |  | 4270 | Crossover or under piping
860 | Co-generator Block | Steam Turbine | Piping |  | 4270 | Crossover or under piping
861 | CoG GT units | Steam Turbine | Piping |  | 4270 | Crossover or under piping
862 | CoG steam units | Steam Turbine | Piping |  | 4270 | Crossover or under piping
100 | Fossil-Steam | Steam Turbine | Piping |  | 4279 | Miscellaneous turbine piping
200 | Nuclear | Steam Turbine | Piping |  | 4279 | Miscellaneous turbine piping
650 | Fluidized Bed | Steam Turbine | Piping |  | 4279 | Miscellaneous turbine piping
800 | Miscellaneous | Steam Turbine | Piping |  | 4279 | Miscellaneous turbine piping
810 | Multi-boiler/Multi-turbine | Steam Turbine | Piping |  | 4279 | Miscellaneous turbine piping
830 | Geothermal | Steam Turbine | Piping |  | 4279 | Miscellaneous turbine piping
850 | Combined Cycle Block | Steam Turbine | Piping |  | 4279 | Miscellaneous turbine piping
851 | CC GT units | Steam Turbine | Piping |  | 4279 | Miscellaneous turbine piping
852 | CC steam units | Steam Turbine | Piping |  | 4279 | Miscellaneous turbine piping
860 | Co-generator Block | Steam Turbine | Piping |  | 4279 | Miscellaneous turbine piping
861 | CoG GT units | Steam Turbine | Piping |  | 4279 | Miscellaneous turbine piping
862 | CoG steam units | Steam Turbine | Piping |  | 4279 | Miscellaneous turbine piping
100 | Fossil-Steam | Steam Turbine | Lube Oil |  | 4280 | Lube oil pumps
200 | Nuclear | Steam Turbine | Lube Oil |  | 4280 | Lube oil pumps
650 | Fluidized Bed | Steam Turbine | Lube Oil |  | 4280 | Lube oil pumps
800 | Miscellaneous | Steam Turbine | Lube Oil |  | 4280 | Lube oil pumps
810 | Multi-boiler/Multi-turbine | Steam Turbine | Lube Oil |  | 4280 | Lube oil pumps
830 | Geothermal | Steam Turbine | Lube Oil |  | 4280 | Lube oil pumps
850 | Combined Cycle Block | Steam Turbine | Lube Oil |  | 4280 | Lube oil pumps
851 | CC GT units | Steam Turbine | Lube Oil |  | 4280 | Lube oil pumps
852 | CC steam units | Steam Turbine | Lube Oil |  | 4280 | Lube oil pumps
860 | Co-generator Block | Steam Turbine | Lube Oil |  | 4280 | Lube oil pumps
861 | CoG GT units | Steam Turbine | Lube Oil |  | 4280 | Lube oil pumps
862 | CoG steam units | Steam Turbine | Lube Oil |  | 4280 | Lube oil pumps
100 | Fossil-Steam | Steam Turbine | Lube Oil |  | 4281 | Lube oil coolers
200 | Nuclear | Steam Turbine | Lube Oil |  | 4281 | Lube oil coolers
650 | Fluidized Bed | Steam Turbine | Lube Oil |  | 4281 | Lube oil coolers
800 | Miscellaneous | Steam Turbine | Lube Oil |  | 4281 | Lube oil coolers
810 | Multi-boiler/Multi-turbine | Steam Turbine | Lube Oil |  | 4281 | Lube oil coolers
830 | Geothermal | Steam Turbine | Lube Oil |  | 4281 | Lube oil coolers
850 | Combined Cycle Block | Steam Turbine | Lube Oil |  | 4281 | Lube oil coolers
851 | CC GT units | Steam Turbine | Lube Oil |  | 4281 | Lube oil coolers
852 | CC steam units | Steam Turbine | Lube Oil |  | 4281 | Lube oil coolers
860 | Co-generator Block | Steam Turbine | Lube Oil |  | 4281 | Lube oil coolers
861 | CoG GT units | Steam Turbine | Lube Oil |  | 4281 | Lube oil coolers
862 | CoG steam units | Steam Turbine | Lube Oil |  | 4281 | Lube oil coolers
100 | Fossil-Steam | Steam Turbine | Lube Oil |  | 4282 | Lube oil conditioners
200 | Nuclear | Steam Turbine | Lube Oil |  | 4282 | Lube oil conditioners
650 | Fluidized Bed | Steam Turbine | Lube Oil |  | 4282 | Lube oil conditioners
800 | Miscellaneous | Steam Turbine | Lube Oil |  | 4282 | Lube oil conditioners
810 | Multi-boiler/Multi-turbine | Steam Turbine | Lube Oil |  | 4282 | Lube oil conditioners
830 | Geothermal | Steam Turbine | Lube Oil |  | 4282 | Lube oil conditioners
850 | Combined Cycle Block | Steam Turbine | Lube Oil |  | 4282 | Lube oil conditioners
851 | CC GT units | Steam Turbine | Lube Oil |  | 4282 | Lube oil conditioners
852 | CC steam units | Steam Turbine | Lube Oil |  | 4282 | Lube oil conditioners
860 | Co-generator Block | Steam Turbine | Lube Oil |  | 4282 | Lube oil conditioners
861 | CoG GT units | Steam Turbine | Lube Oil |  | 4282 | Lube oil conditioners
862 | CoG steam units | Steam Turbine | Lube Oil |  | 4282 | Lube oil conditioners
100 | Fossil-Steam | Steam Turbine | Lube Oil |  | 4283 | Lube oil system valves and piping
200 | Nuclear | Steam Turbine | Lube Oil |  | 4283 | Lube oil system valves and piping
650 | Fluidized Bed | Steam Turbine | Lube Oil |  | 4283 | Lube oil system valves and piping
800 | Miscellaneous | Steam Turbine | Lube Oil |  | 4283 | Lube oil system valves and piping
810 | Multi-boiler/Multi-turbine | Steam Turbine | Lube Oil |  | 4283 | Lube oil system valves and piping
830 | Geothermal | Steam Turbine | Lube Oil |  | 4283 | Lube oil system valves and piping
850 | Combined Cycle Block | Steam Turbine | Lube Oil |  | 4283 | Lube oil system valves and piping
851 | CC GT units | Steam Turbine | Lube Oil |  | 4283 | Lube oil system valves and piping
852 | CC steam units | Steam Turbine | Lube Oil |  | 4283 | Lube oil system valves and piping
860 | Co-generator Block | Steam Turbine | Lube Oil |  | 4283 | Lube oil system valves and piping
861 | CoG GT units | Steam Turbine | Lube Oil |  | 4283 | Lube oil system valves and piping
862 | CoG steam units | Steam Turbine | Lube Oil |  | 4283 | Lube oil system valves and piping
100 | Fossil-Steam | Steam Turbine | Lube Oil |  | 4284 | Lube oil pump drive
200 | Nuclear | Steam Turbine | Lube Oil |  | 4284 | Lube oil pump drive
650 | Fluidized Bed | Steam Turbine | Lube Oil |  | 4284 | Lube oil pump drive
800 | Miscellaneous | Steam Turbine | Lube Oil |  | 4284 | Lube oil pump drive
810 | Multi-boiler/Multi-turbine | Steam Turbine | Lube Oil |  | 4284 | Lube oil pump drive
830 | Geothermal | Steam Turbine | Lube Oil |  | 4284 | Lube oil pump drive
850 | Combined Cycle Block | Steam Turbine | Lube Oil |  | 4284 | Lube oil pump drive
851 | CC GT units | Steam Turbine | Lube Oil |  | 4284 | Lube oil pump drive
852 | CC steam units | Steam Turbine | Lube Oil |  | 4284 | Lube oil pump drive
860 | Co-generator Block | Steam Turbine | Lube Oil |  | 4284 | Lube oil pump drive
861 | CoG GT units | Steam Turbine | Lube Oil |  | 4284 | Lube oil pump drive
862 | CoG steam units | Steam Turbine | Lube Oil |  | 4284 | Lube oil pump drive
100 | Fossil-Steam | Steam Turbine | Lube Oil |  | 4289 | Other lube oil system problems
200 | Nuclear | Steam Turbine | Lube Oil |  | 4289 | Other lube oil system problems
650 | Fluidized Bed | Steam Turbine | Lube Oil |  | 4289 | Other lube oil system problems
800 | Miscellaneous | Steam Turbine | Lube Oil |  | 4289 | Other lube oil system problems
810 | Multi-boiler/Multi-turbine | Steam Turbine | Lube Oil |  | 4289 | Other lube oil system problems
830 | Geothermal | Steam Turbine | Lube Oil |  | 4289 | Other lube oil system problems
850 | Combined Cycle Block | Steam Turbine | Lube Oil |  | 4289 | Other lube oil system problems
851 | CC GT units | Steam Turbine | Lube Oil |  | 4289 | Other lube oil system problems
852 | CC steam units | Steam Turbine | Lube Oil |  | 4289 | Other lube oil system problems
860 | Co-generator Block | Steam Turbine | Lube Oil |  | 4289 | Other lube oil system problems
861 | CoG GT units | Steam Turbine | Lube Oil |  | 4289 | Other lube oil system problems
862 | CoG steam units | Steam Turbine | Lube Oil |  | 4289 | Other lube oil system problems
100 | Fossil-Steam | Steam Turbine | Controls |  | 4290 | Hydraulic system pumps
200 | Nuclear | Steam Turbine | Controls |  | 4290 | Hydraulic system pumps
650 | Fluidized Bed | Steam Turbine | Controls |  | 4290 | Hydraulic system pumps
800 | Miscellaneous | Steam Turbine | Controls |  | 4290 | Hydraulic system pumps
810 | Multi-boiler/Multi-turbine | Steam Turbine | Controls |  | 4290 | Hydraulic system pumps
830 | Geothermal | Steam Turbine | Controls |  | 4290 | Hydraulic system pumps
850 | Combined Cycle Block | Steam Turbine | Controls |  | 4290 | Hydraulic system pumps
851 | CC GT units | Steam Turbine | Controls |  | 4290 | Hydraulic system pumps
852 | CC steam units | Steam Turbine | Controls |  | 4290 | Hydraulic system pumps
860 | Co-generator Block | Steam Turbine | Controls |  | 4290 | Hydraulic system pumps
861 | CoG GT units | Steam Turbine | Controls |  | 4290 | Hydraulic system pumps
862 | CoG steam units | Steam Turbine | Controls |  | 4290 | Hydraulic system pumps
100 | Fossil-Steam | Steam Turbine | Controls |  | 4291 | Hydraulic system coolers
200 | Nuclear | Steam Turbine | Controls |  | 4291 | Hydraulic system coolers
650 | Fluidized Bed | Steam Turbine | Controls |  | 4291 | Hydraulic system coolers
800 | Miscellaneous | Steam Turbine | Controls |  | 4291 | Hydraulic system coolers
810 | Multi-boiler/Multi-turbine | Steam Turbine | Controls |  | 4291 | Hydraulic system coolers
830 | Geothermal | Steam Turbine | Controls |  | 4291 | Hydraulic system coolers
850 | Combined Cycle Block | Steam Turbine | Controls |  | 4291 | Hydraulic system coolers
851 | CC GT units | Steam Turbine | Controls |  | 4291 | Hydraulic system coolers
852 | CC steam units | Steam Turbine | Controls |  | 4291 | Hydraulic system coolers
860 | Co-generator Block | Steam Turbine | Controls |  | 4291 | Hydraulic system coolers
861 | CoG GT units | Steam Turbine | Controls |  | 4291 | Hydraulic system coolers
862 | CoG steam units | Steam Turbine | Controls |  | 4291 | Hydraulic system coolers
100 | Fossil-Steam | Steam Turbine | Controls |  | 4292 | Hydraulic system filters
200 | Nuclear | Steam Turbine | Controls |  | 4292 | Hydraulic system filters
650 | Fluidized Bed | Steam Turbine | Controls |  | 4292 | Hydraulic system filters
800 | Miscellaneous | Steam Turbine | Controls |  | 4292 | Hydraulic system filters
810 | Multi-boiler/Multi-turbine | Steam Turbine | Controls |  | 4292 | Hydraulic system filters
830 | Geothermal | Steam Turbine | Controls |  | 4292 | Hydraulic system filters
850 | Combined Cycle Block | Steam Turbine | Controls |  | 4292 | Hydraulic system filters
851 | CC GT units | Steam Turbine | Controls |  | 4292 | Hydraulic system filters
852 | CC steam units | Steam Turbine | Controls |  | 4292 | Hydraulic system filters
860 | Co-generator Block | Steam Turbine | Controls |  | 4292 | Hydraulic system filters
861 | CoG GT units | Steam Turbine | Controls |  | 4292 | Hydraulic system filters
862 | CoG steam units | Steam Turbine | Controls |  | 4292 | Hydraulic system filters
100 | Fossil-Steam | Steam Turbine | Controls |  | 4293 | Hydraulic system pipes and valves
200 | Nuclear | Steam Turbine | Controls |  | 4293 | Hydraulic system pipes and valves
650 | Fluidized Bed | Steam Turbine | Controls |  | 4293 | Hydraulic system pipes and valves
800 | Miscellaneous | Steam Turbine | Controls |  | 4293 | Hydraulic system pipes and valves
810 | Multi-boiler/Multi-turbine | Steam Turbine | Controls |  | 4293 | Hydraulic system pipes and valves
830 | Geothermal | Steam Turbine | Controls |  | 4293 | Hydraulic system pipes and valves
850 | Combined Cycle Block | Steam Turbine | Controls |  | 4293 | Hydraulic system pipes and valves
851 | CC GT units | Steam Turbine | Controls |  | 4293 | Hydraulic system pipes and valves
852 | CC steam units | Steam Turbine | Controls |  | 4293 | Hydraulic system pipes and valves
860 | Co-generator Block | Steam Turbine | Controls |  | 4293 | Hydraulic system pipes and valves
861 | CoG GT units | Steam Turbine | Controls |  | 4293 | Hydraulic system pipes and valves
862 | CoG steam units | Steam Turbine | Controls |  | 4293 | Hydraulic system pipes and valves
100 | Fossil-Steam | Steam Turbine | Controls |  | 4299 | Other hydraulic system problems
200 | Nuclear | Steam Turbine | Controls |  | 4299 | Other hydraulic system problems
650 | Fluidized Bed | Steam Turbine | Controls |  | 4299 | Other hydraulic system problems
800 | Miscellaneous | Steam Turbine | Controls |  | 4299 | Other hydraulic system problems
810 | Multi-boiler/Multi-turbine | Steam Turbine | Controls |  | 4299 | Other hydraulic system problems
830 | Geothermal | Steam Turbine | Controls |  | 4299 | Other hydraulic system problems
850 | Combined Cycle Block | Steam Turbine | Controls |  | 4299 | Other hydraulic system problems
851 | CC GT units | Steam Turbine | Controls |  | 4299 | Other hydraulic system problems
852 | CC steam units | Steam Turbine | Controls |  | 4299 | Other hydraulic system problems
860 | Co-generator Block | Steam Turbine | Controls |  | 4299 | Other hydraulic system problems
861 | CoG GT units | Steam Turbine | Controls |  | 4299 | Other hydraulic system problems
862 | CoG steam units | Steam Turbine | Controls |  | 4299 | Other hydraulic system problems
100 | Fossil-Steam | Steam Turbine | Controls |  | 4300 | Turbine supervisory system (use codes 4290 to 4299 for hydraulic oil)
200 | Nuclear | Steam Turbine | Controls |  | 4300 | Turbine supervisory system (use codes 4290 to 4299 for hydraulic oil)
650 | Fluidized Bed | Steam Turbine | Controls |  | 4300 | Turbine supervisory system (use codes 4290 to 4299 for hydraulic oil)
800 | Miscellaneous | Steam Turbine | Controls |  | 4300 | Turbine supervisory system (use codes 4290 to 4299 for hydraulic oil)
810 | Multi-boiler/Multi-turbine | Steam Turbine | Controls |  | 4300 | Turbine supervisory system (use codes 4290 to 4299 for hydraulic oil)
830 | Geothermal | Steam Turbine | Controls |  | 4300 | Turbine supervisory system (use codes 4290 to 4299 for hydraulic oil)
850 | Combined Cycle Block | Steam Turbine | Controls |  | 4300 | Turbine supervisory system (use codes 4290 to 4299 for hydraulic oil)
851 | CC GT units | Steam Turbine | Controls |  | 4300 | Turbine supervisory system (use codes 4290 to 4299 for hydraulic oil)
852 | CC steam units | Steam Turbine | Controls |  | 4300 | Turbine supervisory system (use codes 4290 to 4299 for hydraulic oil)
860 | Co-generator Block | Steam Turbine | Controls |  | 4300 | Turbine supervisory system (use codes 4290 to 4299 for hydraulic oil)
861 | CoG GT units | Steam Turbine | Controls |  | 4300 | Turbine supervisory system (use codes 4290 to 4299 for hydraulic oil)
862 | CoG steam units | Steam Turbine | Controls |  | 4300 | Turbine supervisory system (use codes 4290 to 4299 for hydraulic oil)
100 | Fossil-Steam | Steam Turbine | Controls |  | 4301 | Turbine governing system
200 | Nuclear | Steam Turbine | Controls |  | 4301 | Turbine governing system
650 | Fluidized Bed | Steam Turbine | Controls |  | 4301 | Turbine governing system
800 | Miscellaneous | Steam Turbine | Controls |  | 4301 | Turbine governing system
810 | Multi-boiler/Multi-turbine | Steam Turbine | Controls |  | 4301 | Turbine governing system
830 | Geothermal | Steam Turbine | Controls |  | 4301 | Turbine governing system
850 | Combined Cycle Block | Steam Turbine | Controls |  | 4301 | Turbine governing system
851 | CC GT units | Steam Turbine | Controls |  | 4301 | Turbine governing system
852 | CC steam units | Steam Turbine | Controls |  | 4301 | Turbine governing system
860 | Co-generator Block | Steam Turbine | Controls |  | 4301 | Turbine governing system
861 | CoG GT units | Steam Turbine | Controls |  | 4301 | Turbine governing system
862 | CoG steam units | Steam Turbine | Controls |  | 4301 | Turbine governing system
100 | Fossil-Steam | Steam Turbine | Controls |  | 4302 | Turbine trip devices (including instruments)
200 | Nuclear | Steam Turbine | Controls |  | 4302 | Turbine trip devices (including instruments)
650 | Fluidized Bed | Steam Turbine | Controls |  | 4302 | Turbine trip devices (including instruments)
800 | Miscellaneous | Steam Turbine | Controls |  | 4302 | Turbine trip devices (including instruments)
810 | Multi-boiler/Multi-turbine | Steam Turbine | Controls |  | 4302 | Turbine trip devices (including instruments)
830 | Geothermal | Steam Turbine | Controls |  | 4302 | Turbine trip devices (including instruments)
850 | Combined Cycle Block | Steam Turbine | Controls |  | 4302 | Turbine trip devices (including instruments)
851 | CC GT units | Steam Turbine | Controls |  | 4302 | Turbine trip devices (including instruments)
852 | CC steam units | Steam Turbine | Controls |  | 4302 | Turbine trip devices (including instruments)
860 | Co-generator Block | Steam Turbine | Controls |  | 4302 | Turbine trip devices (including instruments)
861 | CoG GT units | Steam Turbine | Controls |  | 4302 | Turbine trip devices (including instruments)
862 | CoG steam units | Steam Turbine | Controls |  | 4302 | Turbine trip devices (including instruments)
100 | Fossil-Steam | Steam Turbine | Controls |  | 4303 | Exhaust hood and spray controls
200 | Nuclear | Steam Turbine | Controls |  | 4303 | Exhaust hood and spray controls
650 | Fluidized Bed | Steam Turbine | Controls |  | 4303 | Exhaust hood and spray controls
800 | Miscellaneous | Steam Turbine | Controls |  | 4303 | Exhaust hood and spray controls
810 | Multi-boiler/Multi-turbine | Steam Turbine | Controls |  | 4303 | Exhaust hood and spray controls
830 | Geothermal | Steam Turbine | Controls |  | 4303 | Exhaust hood and spray controls
850 | Combined Cycle Block | Steam Turbine | Controls |  | 4303 | Exhaust hood and spray controls
851 | CC GT units | Steam Turbine | Controls |  | 4303 | Exhaust hood and spray controls
852 | CC steam units | Steam Turbine | Controls |  | 4303 | Exhaust hood and spray controls
860 | Co-generator Block | Steam Turbine | Controls |  | 4303 | Exhaust hood and spray controls
861 | CoG GT units | Steam Turbine | Controls |  | 4303 | Exhaust hood and spray controls
862 | CoG steam units | Steam Turbine | Controls |  | 4303 | Exhaust hood and spray controls
100 | Fossil-Steam | Steam Turbine | Controls |  | 4304 | Automatic turbine control systems - mechanical
200 | Nuclear | Steam Turbine | Controls |  | 4304 | Automatic turbine control systems - mechanical
650 | Fluidized Bed | Steam Turbine | Controls |  | 4304 | Automatic turbine control systems - mechanical
800 | Miscellaneous | Steam Turbine | Controls |  | 4304 | Automatic turbine control systems - mechanical
810 | Multi-boiler/Multi-turbine | Steam Turbine | Controls |  | 4304 | Automatic turbine control systems - mechanical
830 | Geothermal | Steam Turbine | Controls |  | 4304 | Automatic turbine control systems - mechanical
850 | Combined Cycle Block | Steam Turbine | Controls |  | 4304 | Automatic turbine control systems - mechanical
851 | CC GT units | Steam Turbine | Controls |  | 4304 | Automatic turbine control systems - mechanical
852 | CC steam units | Steam Turbine | Controls |  | 4304 | Automatic turbine control systems - mechanical
860 | Co-generator Block | Steam Turbine | Controls |  | 4304 | Automatic turbine control systems - mechanical
861 | CoG GT units | Steam Turbine | Controls |  | 4304 | Automatic turbine control systems - mechanical
862 | CoG steam units | Steam Turbine | Controls |  | 4304 | Automatic turbine control systems - mechanical
100 | Fossil-Steam | Steam Turbine | Controls |  | 4305 | Automatic turbine control systems - mechanical - hydraulic
200 | Nuclear | Steam Turbine | Controls |  | 4305 | Automatic turbine control systems - mechanical - hydraulic
650 | Fluidized Bed | Steam Turbine | Controls |  | 4305 | Automatic turbine control systems - mechanical - hydraulic
800 | Miscellaneous | Steam Turbine | Controls |  | 4305 | Automatic turbine control systems - mechanical - hydraulic
810 | Multi-boiler/Multi-turbine | Steam Turbine | Controls |  | 4305 | Automatic turbine control systems - mechanical - hydraulic
830 | Geothermal | Steam Turbine | Controls |  | 4305 | Automatic turbine control systems - mechanical - hydraulic
850 | Combined Cycle Block | Steam Turbine | Controls |  | 4305 | Automatic turbine control systems - mechanical - hydraulic
851 | CC GT units | Steam Turbine | Controls |  | 4305 | Automatic turbine control systems - mechanical - hydraulic
852 | CC steam units | Steam Turbine | Controls |  | 4305 | Automatic turbine control systems - mechanical - hydraulic
860 | Co-generator Block | Steam Turbine | Controls |  | 4305 | Automatic turbine control systems - mechanical - hydraulic
861 | CoG GT units | Steam Turbine | Controls |  | 4305 | Automatic turbine control systems - mechanical - hydraulic
862 | CoG steam units | Steam Turbine | Controls |  | 4305 | Automatic turbine control systems - mechanical - hydraulic
100 | Fossil-Steam | Steam Turbine | Controls |  | 4306 | Automatic turbine control systems - electro-hydraulic - analog
200 | Nuclear | Steam Turbine | Controls |  | 4306 | Automatic turbine control systems - electro-hydraulic - analog
650 | Fluidized Bed | Steam Turbine | Controls |  | 4306 | Automatic turbine control systems - electro-hydraulic - analog
800 | Miscellaneous | Steam Turbine | Controls |  | 4306 | Automatic turbine control systems - electro-hydraulic - analog
810 | Multi-boiler/Multi-turbine | Steam Turbine | Controls |  | 4306 | Automatic turbine control systems - electro-hydraulic - analog
830 | Geothermal | Steam Turbine | Controls |  | 4306 | Automatic turbine control systems - electro-hydraulic - analog
850 | Combined Cycle Block | Steam Turbine | Controls |  | 4306 | Automatic turbine control systems - electro-hydraulic - analog
851 | CC GT units | Steam Turbine | Controls |  | 4306 | Automatic turbine control systems - electro-hydraulic - analog
852 | CC steam units | Steam Turbine | Controls |  | 4306 | Automatic turbine control systems - electro-hydraulic - analog
860 | Co-generator Block | Steam Turbine | Controls |  | 4306 | Automatic turbine control systems - electro-hydraulic - analog
861 | CoG GT units | Steam Turbine | Controls |  | 4306 | Automatic turbine control systems - electro-hydraulic - analog
862 | CoG steam units | Steam Turbine | Controls |  | 4306 | Automatic turbine control systems - electro-hydraulic - analog
100 | Fossil-Steam | Steam Turbine | Controls |  | 4307 | Automatic turbine control systems - electro-hydraulic - digital
200 | Nuclear | Steam Turbine | Controls |  | 4307 | Automatic turbine control systems - electro-hydraulic - digital
650 | Fluidized Bed | Steam Turbine | Controls |  | 4307 | Automatic turbine control systems - electro-hydraulic - digital
800 | Miscellaneous | Steam Turbine | Controls |  | 4307 | Automatic turbine control systems - electro-hydraulic - digital
810 | Multi-boiler/Multi-turbine | Steam Turbine | Controls |  | 4307 | Automatic turbine control systems - electro-hydraulic - digital
830 | Geothermal | Steam Turbine | Controls |  | 4307 | Automatic turbine control systems - electro-hydraulic - digital
850 | Combined Cycle Block | Steam Turbine | Controls |  | 4307 | Automatic turbine control systems - electro-hydraulic - digital
851 | CC GT units | Steam Turbine | Controls |  | 4307 | Automatic turbine control systems - electro-hydraulic - digital
852 | CC steam units | Steam Turbine | Controls |  | 4307 | Automatic turbine control systems - electro-hydraulic - digital
860 | Co-generator Block | Steam Turbine | Controls |  | 4307 | Automatic turbine control systems - electro-hydraulic - digital
861 | CoG GT units | Steam Turbine | Controls |  | 4307 | Automatic turbine control systems - electro-hydraulic - digital
862 | CoG steam units | Steam Turbine | Controls |  | 4307 | Automatic turbine control systems - electro-hydraulic - digital
100 | Fossil-Steam | Steam Turbine | Controls |  | 4308 | Automatic turbine control systems - digital control and monitoring
200 | Nuclear | Steam Turbine | Controls |  | 4308 | Automatic turbine control systems - digital control and monitoring
650 | Fluidized Bed | Steam Turbine | Controls |  | 4308 | Automatic turbine control systems - digital control and monitoring
800 | Miscellaneous | Steam Turbine | Controls |  | 4308 | Automatic turbine control systems - digital control and monitoring
810 | Multi-boiler/Multi-turbine | Steam Turbine | Controls |  | 4308 | Automatic turbine control systems - digital control and monitoring
830 | Geothermal | Steam Turbine | Controls |  | 4308 | Automatic turbine control systems - digital control and monitoring
850 | Combined Cycle Block | Steam Turbine | Controls |  | 4308 | Automatic turbine control systems - digital control and monitoring
851 | CC GT units | Steam Turbine | Controls |  | 4308 | Automatic turbine control systems - digital control and monitoring
852 | CC steam units | Steam Turbine | Controls |  | 4308 | Automatic turbine control systems - digital control and monitoring
860 | Co-generator Block | Steam Turbine | Controls |  | 4308 | Automatic turbine control systems - digital control and monitoring
861 | CoG GT units | Steam Turbine | Controls |  | 4308 | Automatic turbine control systems - digital control and monitoring
862 | CoG steam units | Steam Turbine | Controls |  | 4308 | Automatic turbine control systems - digital control and monitoring
100 | Fossil-Steam | Steam Turbine | Controls |  | 4309 | Other turbine instrument and control problems
200 | Nuclear | Steam Turbine | Controls |  | 4309 | Other turbine instrument and control problems
650 | Fluidized Bed | Steam Turbine | Controls |  | 4309 | Other turbine instrument and control problems
800 | Miscellaneous | Steam Turbine | Controls |  | 4309 | Other turbine instrument and control problems
810 | Multi-boiler/Multi-turbine | Steam Turbine | Controls |  | 4309 | Other turbine instrument and control problems
830 | Geothermal | Steam Turbine | Controls |  | 4309 | Other turbine instrument and control problems
850 | Combined Cycle Block | Steam Turbine | Controls |  | 4309 | Other turbine instrument and control problems
851 | CC GT units | Steam Turbine | Controls |  | 4309 | Other turbine instrument and control problems
852 | CC steam units | Steam Turbine | Controls |  | 4309 | Other turbine instrument and control problems
860 | Co-generator Block | Steam Turbine | Controls |  | 4309 | Other turbine instrument and control problems
861 | CoG GT units | Steam Turbine | Controls |  | 4309 | Other turbine instrument and control problems
862 | CoG steam units | Steam Turbine | Controls |  | 4309 | Other turbine instrument and control problems
100 | Fossil-Steam | Steam Turbine | Controls |  | 4310 | Steam Turbine Control System - data highway
200 | Nuclear | Steam Turbine | Controls |  | 4310 | Steam Turbine Control System - data highway
650 | Fluidized Bed | Steam Turbine | Controls |  | 4310 | Steam Turbine Control System - data highway
800 | Miscellaneous | Steam Turbine | Controls |  | 4310 | Steam Turbine Control System - data highway
810 | Multi-boiler/Multi-turbine | Steam Turbine | Controls |  | 4310 | Steam Turbine Control System - data highway
830 | Geothermal | Steam Turbine | Controls |  | 4310 | Steam Turbine Control System - data highway
850 | Combined Cycle Block | Steam Turbine | Controls |  | 4310 | Steam Turbine Control System - data highway
851 | CC GT units | Steam Turbine | Controls |  | 4310 | Steam Turbine Control System - data highway
852 | CC steam units | Steam Turbine | Controls |  | 4310 | Steam Turbine Control System - data highway
860 | Co-generator Block | Steam Turbine | Controls |  | 4310 | Steam Turbine Control System - data highway
861 | CoG GT units | Steam Turbine | Controls |  | 4310 | Steam Turbine Control System - data highway
862 | CoG steam units | Steam Turbine | Controls |  | 4310 | Steam Turbine Control System - data highway
100 | Fossil-Steam | Steam Turbine | Controls |  | 4311 | Steam Turbine Control System - hardware problems (including card failure)
200 | Nuclear | Steam Turbine | Controls |  | 4311 | Steam Turbine Control System - hardware problems (including card failure)
650 | Fluidized Bed | Steam Turbine | Controls |  | 4311 | Steam Turbine Control System - hardware problems (including card failure)
800 | Miscellaneous | Steam Turbine | Controls |  | 4311 | Steam Turbine Control System - hardware problems (including card failure)
810 | Multi-boiler/Multi-turbine | Steam Turbine | Controls |  | 4311 | Steam Turbine Control System - hardware problems (including card failure)
830 | Geothermal | Steam Turbine | Controls |  | 4311 | Steam Turbine Control System - hardware problems (including card failure)
850 | Combined Cycle Block | Steam Turbine | Controls |  | 4311 | Steam Turbine Control System - hardware problems (including card failure)
851 | CC GT units | Steam Turbine | Controls |  | 4311 | Steam Turbine Control System - hardware problems (including card failure)
852 | CC steam units | Steam Turbine | Controls |  | 4311 | Steam Turbine Control System - hardware problems (including card failure)
860 | Co-generator Block | Steam Turbine | Controls |  | 4311 | Steam Turbine Control System - hardware problems (including card failure)
861 | CoG GT units | Steam Turbine | Controls |  | 4311 | Steam Turbine Control System - hardware problems (including card failure)
862 | CoG steam units | Steam Turbine | Controls |  | 4311 | Steam Turbine Control System - hardware problems (including card failure)
100 | Fossil-Steam | Steam Turbine | Controls |  | 4312 | Steam Turbine Control System - internal and termination wiring
200 | Nuclear | Steam Turbine | Controls |  | 4312 | Steam Turbine Control System - internal and termination wiring
650 | Fluidized Bed | Steam Turbine | Controls |  | 4312 | Steam Turbine Control System - internal and termination wiring
800 | Miscellaneous | Steam Turbine | Controls |  | 4312 | Steam Turbine Control System - internal and termination wiring
810 | Multi-boiler/Multi-turbine | Steam Turbine | Controls |  | 4312 | Steam Turbine Control System - internal and termination wiring
830 | Geothermal | Steam Turbine | Controls |  | 4312 | Steam Turbine Control System - internal and termination wiring
850 | Combined Cycle Block | Steam Turbine | Controls |  | 4312 | Steam Turbine Control System - internal and termination wiring
851 | CC GT units | Steam Turbine | Controls |  | 4312 | Steam Turbine Control System - internal and termination wiring
852 | CC steam units | Steam Turbine | Controls |  | 4312 | Steam Turbine Control System - internal and termination wiring
860 | Co-generator Block | Steam Turbine | Controls |  | 4312 | Steam Turbine Control System - internal and termination wiring
861 | CoG GT units | Steam Turbine | Controls |  | 4312 | Steam Turbine Control System - internal and termination wiring
862 | CoG steam units | Steam Turbine | Controls |  | 4312 | Steam Turbine Control System - internal and termination wiring
100 | Fossil-Steam | Steam Turbine | Controls |  | 4313 | Steam Turbine Control System - logic problems
200 | Nuclear | Steam Turbine | Controls |  | 4313 | Steam Turbine Control System - logic problems
650 | Fluidized Bed | Steam Turbine | Controls |  | 4313 | Steam Turbine Control System - logic problems
800 | Miscellaneous | Steam Turbine | Controls |  | 4313 | Steam Turbine Control System - logic problems
810 | Multi-boiler/Multi-turbine | Steam Turbine | Controls |  | 4313 | Steam Turbine Control System - logic problems
830 | Geothermal | Steam Turbine | Controls |  | 4313 | Steam Turbine Control System - logic problems
850 | Combined Cycle Block | Steam Turbine | Controls |  | 4313 | Steam Turbine Control System - logic problems
851 | CC GT units | Steam Turbine | Controls |  | 4313 | Steam Turbine Control System - logic problems
852 | CC steam units | Steam Turbine | Controls |  | 4313 | Steam Turbine Control System - logic problems
860 | Co-generator Block | Steam Turbine | Controls |  | 4313 | Steam Turbine Control System - logic problems
861 | CoG GT units | Steam Turbine | Controls |  | 4313 | Steam Turbine Control System - logic problems
862 | CoG steam units | Steam Turbine | Controls |  | 4313 | Steam Turbine Control System - logic problems
100 | Fossil-Steam | Steam Turbine | Controls |  | 4314 | Steam Turbine Control System - upgrades
200 | Nuclear | Steam Turbine | Controls |  | 4314 | Steam Turbine Control System - upgrades
650 | Fluidized Bed | Steam Turbine | Controls |  | 4314 | Steam Turbine Control System - upgrades
800 | Miscellaneous | Steam Turbine | Controls |  | 4314 | Steam Turbine Control System - upgrades
810 | Multi-boiler/Multi-turbine | Steam Turbine | Controls |  | 4314 | Steam Turbine Control System - upgrades
830 | Geothermal | Steam Turbine | Controls |  | 4314 | Steam Turbine Control System - upgrades
850 | Combined Cycle Block | Steam Turbine | Controls |  | 4314 | Steam Turbine Control System - upgrades
851 | CC GT units | Steam Turbine | Controls |  | 4314 | Steam Turbine Control System - upgrades
852 | CC steam units | Steam Turbine | Controls |  | 4314 | Steam Turbine Control System - upgrades
860 | Co-generator Block | Steam Turbine | Controls |  | 4314 | Steam Turbine Control System - upgrades
861 | CoG GT units | Steam Turbine | Controls |  | 4314 | Steam Turbine Control System - upgrades
862 | CoG steam units | Steam Turbine | Controls |  | 4314 | Steam Turbine Control System - upgrades
100 | Fossil-Steam | Steam Turbine | Miscellaneous (Steam Turbine) |  | 4400 | Major turbine overhaul (720 hours or longer) (use for non-specific overhaul only; see page B-CCGT-2)
200 | Nuclear | Steam Turbine | Miscellaneous (Steam Turbine) |  | 4400 | Major turbine overhaul (720 hours or longer) (use for non-specific overhaul only; see page B-CCGT-2)
650 | Fluidized Bed | Steam Turbine | Miscellaneous (Steam Turbine) |  | 4400 | Major turbine overhaul (720 hours or longer) (use for non-specific overhaul only; see page B-CCGT-2)
800 | Miscellaneous | Steam Turbine | Miscellaneous (Steam Turbine) |  | 4400 | Major turbine overhaul (720 hours or longer) (use for non-specific overhaul only; see page B-CCGT-2)
810 | Multi-boiler/Multi-turbine | Steam Turbine | Miscellaneous (Steam Turbine) |  | 4400 | Major turbine overhaul (720 hours or longer) (use for non-specific overhaul only; see page B-CCGT-2)
830 | Geothermal | Steam Turbine | Miscellaneous (Steam Turbine) |  | 4400 | Major turbine overhaul (720 hours or longer) (use for non-specific overhaul only; see page B-CCGT-2)
850 | Combined Cycle Block | Steam Turbine | Miscellaneous (Steam Turbine) |  | 4400 | Major turbine overhaul (720 hours or longer) (use for non-specific overhaul only; see page B-CCGT-2)
851 | CC GT units | Steam Turbine | Miscellaneous (Steam Turbine) |  | 4400 | Major turbine overhaul (720 hours or longer) (use for non-specific overhaul only; see page B-CCGT-2)
852 | CC steam units | Steam Turbine | Miscellaneous (Steam Turbine) |  | 4400 | Major turbine overhaul (720 hours or longer) (use for non-specific overhaul only; see page B-CCGT-2)
860 | Co-generator Block | Steam Turbine | Miscellaneous (Steam Turbine) |  | 4400 | Major turbine overhaul (720 hours or longer) (use for non-specific overhaul only; see page B-CCGT-2)
861 | CoG GT units | Steam Turbine | Miscellaneous (Steam Turbine) |  | 4400 | Major turbine overhaul (720 hours or longer) (use for non-specific overhaul only; see page B-CCGT-2)
862 | CoG steam units | Steam Turbine | Miscellaneous (Steam Turbine) |  | 4400 | Major turbine overhaul (720 hours or longer) (use for non-specific overhaul only; see page B-CCGT-2)
100 | Fossil-Steam | Steam Turbine | Miscellaneous (Steam Turbine) |  | 4401 | Inspection
200 | Nuclear | Steam Turbine | Miscellaneous (Steam Turbine) |  | 4401 | Inspection
650 | Fluidized Bed | Steam Turbine | Miscellaneous (Steam Turbine) |  | 4401 | Inspection
800 | Miscellaneous | Steam Turbine | Miscellaneous (Steam Turbine) |  | 4401 | Inspection
810 | Multi-boiler/Multi-turbine | Steam Turbine | Miscellaneous (Steam Turbine) |  | 4401 | Inspection
830 | Geothermal | Steam Turbine | Miscellaneous (Steam Turbine) |  | 4401 | Inspection
850 | Combined Cycle Block | Steam Turbine | Miscellaneous (Steam Turbine) |  | 4401 | Inspection
851 | CC GT units | Steam Turbine | Miscellaneous (Steam Turbine) |  | 4401 | Inspection
852 | CC steam units | Steam Turbine | Miscellaneous (Steam Turbine) |  | 4401 | Inspection
860 | Co-generator Block | Steam Turbine | Miscellaneous (Steam Turbine) |  | 4401 | Inspection
861 | CoG GT units | Steam Turbine | Miscellaneous (Steam Turbine) |  | 4401 | Inspection
862 | CoG steam units | Steam Turbine | Miscellaneous (Steam Turbine) |  | 4401 | Inspection
100 | Fossil-Steam | Steam Turbine | Miscellaneous (Steam Turbine) |  | 4402 | Minor turbine overhaul (less than 720 hours) (use for non-specific overhaul only; see page B-CCGT-2)
200 | Nuclear | Steam Turbine | Miscellaneous (Steam Turbine) |  | 4402 | Minor turbine overhaul (less than 720 hours) (use for non-specific overhaul only; see page B-CCGT-2)
650 | Fluidized Bed | Steam Turbine | Miscellaneous (Steam Turbine) |  | 4402 | Minor turbine overhaul (less than 720 hours) (use for non-specific overhaul only; see page B-CCGT-2)
800 | Miscellaneous | Steam Turbine | Miscellaneous (Steam Turbine) |  | 4402 | Minor turbine overhaul (less than 720 hours) (use for non-specific overhaul only; see page B-CCGT-2)
810 | Multi-boiler/Multi-turbine | Steam Turbine | Miscellaneous (Steam Turbine) |  | 4402 | Minor turbine overhaul (less than 720 hours) (use for non-specific overhaul only; see page B-CCGT-2)
830 | Geothermal | Steam Turbine | Miscellaneous (Steam Turbine) |  | 4402 | Minor turbine overhaul (less than 720 hours) (use for non-specific overhaul only; see page B-CCGT-2)
850 | Combined Cycle Block | Steam Turbine | Miscellaneous (Steam Turbine) |  | 4402 | Minor turbine overhaul (less than 720 hours) (use for non-specific overhaul only; see page B-CCGT-2)
851 | CC GT units | Steam Turbine | Miscellaneous (Steam Turbine) |  | 4402 | Minor turbine overhaul (less than 720 hours) (use for non-specific overhaul only; see page B-CCGT-2)
852 | CC steam units | Steam Turbine | Miscellaneous (Steam Turbine) |  | 4402 | Minor turbine overhaul (less than 720 hours) (use for non-specific overhaul only; see page B-CCGT-2)
860 | Co-generator Block | Steam Turbine | Miscellaneous (Steam Turbine) |  | 4402 | Minor turbine overhaul (less than 720 hours) (use for non-specific overhaul only; see page B-CCGT-2)
861 | CoG GT units | Steam Turbine | Miscellaneous (Steam Turbine) |  | 4402 | Minor turbine overhaul (less than 720 hours) (use for non-specific overhaul only; see page B-CCGT-2)
862 | CoG steam units | Steam Turbine | Miscellaneous (Steam Turbine) |  | 4402 | Minor turbine overhaul (less than 720 hours) (use for non-specific overhaul only; see page B-CCGT-2)
100 | Fossil-Steam | Steam Turbine | Miscellaneous (Steam Turbine) |  | 4410 | Turning gear and motor
200 | Nuclear | Steam Turbine | Miscellaneous (Steam Turbine) |  | 4410 | Turning gear and motor
650 | Fluidized Bed | Steam Turbine | Miscellaneous (Steam Turbine) |  | 4410 | Turning gear and motor
800 | Miscellaneous | Steam Turbine | Miscellaneous (Steam Turbine) |  | 4410 | Turning gear and motor
810 | Multi-boiler/Multi-turbine | Steam Turbine | Miscellaneous (Steam Turbine) |  | 4410 | Turning gear and motor
830 | Geothermal | Steam Turbine | Miscellaneous (Steam Turbine) |  | 4410 | Turning gear and motor
850 | Combined Cycle Block | Steam Turbine | Miscellaneous (Steam Turbine) |  | 4410 | Turning gear and motor
851 | CC GT units | Steam Turbine | Miscellaneous (Steam Turbine) |  | 4410 | Turning gear and motor
852 | CC steam units | Steam Turbine | Miscellaneous (Steam Turbine) |  | 4410 | Turning gear and motor
860 | Co-generator Block | Steam Turbine | Miscellaneous (Steam Turbine) |  | 4410 | Turning gear and motor
861 | CoG GT units | Steam Turbine | Miscellaneous (Steam Turbine) |  | 4410 | Turning gear and motor
862 | CoG steam units | Steam Turbine | Miscellaneous (Steam Turbine) |  | 4410 | Turning gear and motor
100 | Fossil-Steam | Steam Turbine | Miscellaneous (Steam Turbine) |  | 4411 | Steam turbine gear box (single shaft configuration)
200 | Nuclear | Steam Turbine | Miscellaneous (Steam Turbine) |  | 4411 | Steam turbine gear box (single shaft configuration)
650 | Fluidized Bed | Steam Turbine | Miscellaneous (Steam Turbine) |  | 4411 | Steam turbine gear box (single shaft configuration)
800 | Miscellaneous | Steam Turbine | Miscellaneous (Steam Turbine) |  | 4411 | Steam turbine gear box (single shaft configuration)
830 | Geothermal | Steam Turbine | Miscellaneous (Steam Turbine) |  | 4411 | Steam turbine gear box (single shaft configuration)
850 | Combined Cycle Block | Steam Turbine | Miscellaneous (Steam Turbine) |  | 4411 | Steam turbine gear box (single shaft configuration)
851 | CC GT units | Steam Turbine | Miscellaneous (Steam Turbine) |  | 4411 | Steam turbine gear box (single shaft configuration)
852 | CC steam units | Steam Turbine | Miscellaneous (Steam Turbine) |  | 4411 | Steam turbine gear box (single shaft configuration)
860 | Co-generator Block | Steam Turbine | Miscellaneous (Steam Turbine) |  | 4411 | Steam turbine gear box (single shaft configuration)
861 | CoG GT units | Steam Turbine | Miscellaneous (Steam Turbine) |  | 4411 | Steam turbine gear box (single shaft configuration)
862 | CoG steam units | Steam Turbine | Miscellaneous (Steam Turbine) |  | 4411 | Steam turbine gear box (single shaft configuration)
100 | Fossil-Steam | Steam Turbine | Miscellaneous (Steam Turbine) |  | 4412 | Steam turbine clutch (single shaft configuration)
200 | Nuclear | Steam Turbine | Miscellaneous (Steam Turbine) |  | 4412 | Steam turbine clutch (single shaft configuration)
650 | Fluidized Bed | Steam Turbine | Miscellaneous (Steam Turbine) |  | 4412 | Steam turbine clutch (single shaft configuration)
800 | Miscellaneous | Steam Turbine | Miscellaneous (Steam Turbine) |  | 4412 | Steam turbine clutch (single shaft configuration)
830 | Geothermal | Steam Turbine | Miscellaneous (Steam Turbine) |  | 4412 | Steam turbine clutch (single shaft configuration)
850 | Combined Cycle Block | Steam Turbine | Miscellaneous (Steam Turbine) |  | 4412 | Steam turbine clutch (single shaft configuration)
851 | CC GT units | Steam Turbine | Miscellaneous (Steam Turbine) |  | 4412 | Steam turbine clutch (single shaft configuration)
852 | CC steam units | Steam Turbine | Miscellaneous (Steam Turbine) |  | 4412 | Steam turbine clutch (single shaft configuration)
860 | Co-generator Block | Steam Turbine | Miscellaneous (Steam Turbine) |  | 4412 | Steam turbine clutch (single shaft configuration)
861 | CoG GT units | Steam Turbine | Miscellaneous (Steam Turbine) |  | 4412 | Steam turbine clutch (single shaft configuration)
862 | CoG steam units | Steam Turbine | Miscellaneous (Steam Turbine) |  | 4412 | Steam turbine clutch (single shaft configuration)
100 | Fossil-Steam | Steam Turbine | Miscellaneous (Steam Turbine) |  | 4415 | Shaft coupling mechanism
200 | Nuclear | Steam Turbine | Miscellaneous (Steam Turbine) |  | 4415 | Shaft coupling mechanism
650 | Fluidized Bed | Steam Turbine | Miscellaneous (Steam Turbine) |  | 4415 | Shaft coupling mechanism
800 | Miscellaneous | Steam Turbine | Miscellaneous (Steam Turbine) |  | 4415 | Shaft coupling mechanism
830 | Geothermal | Steam Turbine | Miscellaneous (Steam Turbine) |  | 4415 | Shaft coupling mechanism
850 | Combined Cycle Block | Steam Turbine | Miscellaneous (Steam Turbine) |  | 4415 | Shaft coupling mechanism
851 | CC GT units | Steam Turbine | Miscellaneous (Steam Turbine) |  | 4415 | Shaft coupling mechanism
852 | CC steam units | Steam Turbine | Miscellaneous (Steam Turbine) |  | 4415 | Shaft coupling mechanism
860 | Co-generator Block | Steam Turbine | Miscellaneous (Steam Turbine) |  | 4415 | Shaft coupling mechanism
861 | CoG GT units | Steam Turbine | Miscellaneous (Steam Turbine) |  | 4415 | Shaft coupling mechanism
862 | CoG steam units | Steam Turbine | Miscellaneous (Steam Turbine) |  | 4415 | Shaft coupling mechanism
100 | Fossil-Steam | Steam Turbine | Miscellaneous (Steam Turbine) |  | 4420 | Vibration of the turbine generator unit that cannot be attributed to a specific cause such as bearings or blades (use this code for balance moves)
200 | Nuclear | Steam Turbine | Miscellaneous (Steam Turbine) |  | 4420 | Vibration of the turbine generator unit that cannot be attributed to a specific cause such as bearings or blades (use this code for balance moves)
650 | Fluidized Bed | Steam Turbine | Miscellaneous (Steam Turbine) |  | 4420 | Vibration of the turbine generator unit that cannot be attributed to a specific cause such as bearings or blades (use this code for balance moves)
800 | Miscellaneous | Steam Turbine | Miscellaneous (Steam Turbine) |  | 4420 | Vibration of the turbine generator unit that cannot be attributed to a specific cause such as bearings or blades (use this code for balance moves)
810 | Multi-boiler/Multi-turbine | Steam Turbine | Miscellaneous (Steam Turbine) |  | 4420 | Vibration of the turbine generator unit that cannot be attributed to a specific cause such as bearings or blades (use this code for balance moves)
830 | Geothermal | Steam Turbine | Miscellaneous (Steam Turbine) |  | 4420 | Vibration of the turbine generator unit that cannot be attributed to a specific cause such as bearings or blades (use this code for balance moves)
850 | Combined Cycle Block | Steam Turbine | Miscellaneous (Steam Turbine) |  | 4420 | Vibration of the turbine generator unit that cannot be attributed to a specific cause such as bearings or blades (use this code for balance moves)
851 | CC GT units | Steam Turbine | Miscellaneous (Steam Turbine) |  | 4420 | Vibration of the turbine generator unit that cannot be attributed to a specific cause such as bearings or blades (use this code for balance moves)
852 | CC steam units | Steam Turbine | Miscellaneous (Steam Turbine) |  | 4420 | Vibration of the turbine generator unit that cannot be attributed to a specific cause such as bearings or blades (use this code for balance moves)
860 | Co-generator Block | Steam Turbine | Miscellaneous (Steam Turbine) |  | 4420 | Vibration of the turbine generator unit that cannot be attributed to a specific cause such as bearings or blades (use this code for balance moves)
861 | CoG GT units | Steam Turbine | Miscellaneous (Steam Turbine) |  | 4420 | Vibration of the turbine generator unit that cannot be attributed to a specific cause such as bearings or blades (use this code for balance moves)
862 | CoG steam units | Steam Turbine | Miscellaneous (Steam Turbine) |  | 4420 | Vibration of the turbine generator unit that cannot be attributed to a specific cause such as bearings or blades (use this code for balance moves)
100 | Fossil-Steam | Steam Turbine | Miscellaneous (Steam Turbine) |  | 4430 | Gland seal system
200 | Nuclear | Steam Turbine | Miscellaneous (Steam Turbine) |  | 4430 | Gland seal system
650 | Fluidized Bed | Steam Turbine | Miscellaneous (Steam Turbine) |  | 4430 | Gland seal system
800 | Miscellaneous | Steam Turbine | Miscellaneous (Steam Turbine) |  | 4430 | Gland seal system
810 | Multi-boiler/Multi-turbine | Steam Turbine | Miscellaneous (Steam Turbine) |  | 4430 | Gland seal system
830 | Geothermal | Steam Turbine | Miscellaneous (Steam Turbine) |  | 4430 | Gland seal system
850 | Combined Cycle Block | Steam Turbine | Miscellaneous (Steam Turbine) |  | 4430 | Gland seal system
851 | CC GT units | Steam Turbine | Miscellaneous (Steam Turbine) |  | 4430 | Gland seal system
852 | CC steam units | Steam Turbine | Miscellaneous (Steam Turbine) |  | 4430 | Gland seal system
860 | Co-generator Block | Steam Turbine | Miscellaneous (Steam Turbine) |  | 4430 | Gland seal system
861 | CoG GT units | Steam Turbine | Miscellaneous (Steam Turbine) |  | 4430 | Gland seal system
862 | CoG steam units | Steam Turbine | Miscellaneous (Steam Turbine) |  | 4430 | Gland seal system
200 | Nuclear | Steam Turbine | Miscellaneous (Steam Turbine) |  | 4440 | Moisture separator/reheater (nuclear including MSR drains, controls, etc.)
800 | Miscellaneous | Steam Turbine | Miscellaneous (Steam Turbine) |  | 4440 | Moisture separator/reheater (nuclear including MSR drains, controls, etc.)
810 | Multi-boiler/Multi-turbine | Steam Turbine | Miscellaneous (Steam Turbine) |  | 4440 | Moisture separator/reheater (nuclear including MSR drains, controls, etc.)
200 | Nuclear | Steam Turbine | Miscellaneous (Steam Turbine) |  | 4445 | Steam reheater
800 | Miscellaneous | Steam Turbine | Miscellaneous (Steam Turbine) |  | 4445 | Steam reheater
810 | Multi-boiler/Multi-turbine | Steam Turbine | Miscellaneous (Steam Turbine) |  | 4445 | Steam reheater
100 | Fossil-Steam | Steam Turbine | Miscellaneous (Steam Turbine) |  | 4450 | Water induction
200 | Nuclear | Steam Turbine | Miscellaneous (Steam Turbine) |  | 4450 | Water induction
650 | Fluidized Bed | Steam Turbine | Miscellaneous (Steam Turbine) |  | 4450 | Water induction
800 | Miscellaneous | Steam Turbine | Miscellaneous (Steam Turbine) |  | 4450 | Water induction
810 | Multi-boiler/Multi-turbine | Steam Turbine | Miscellaneous (Steam Turbine) |  | 4450 | Water induction
830 | Geothermal | Steam Turbine | Miscellaneous (Steam Turbine) |  | 4450 | Water induction
850 | Combined Cycle Block | Steam Turbine | Miscellaneous (Steam Turbine) |  | 4450 | Water induction
851 | CC GT units | Steam Turbine | Miscellaneous (Steam Turbine) |  | 4450 | Water induction
852 | CC steam units | Steam Turbine | Miscellaneous (Steam Turbine) |  | 4450 | Water induction
860 | Co-generator Block | Steam Turbine | Miscellaneous (Steam Turbine) |  | 4450 | Water induction
861 | CoG GT units | Steam Turbine | Miscellaneous (Steam Turbine) |  | 4450 | Water induction
862 | CoG steam units | Steam Turbine | Miscellaneous (Steam Turbine) |  | 4450 | Water induction
100 | Fossil-Steam | Steam Turbine | Miscellaneous (Steam Turbine) |  | 4460 | Turbine overspeed trip test
200 | Nuclear | Steam Turbine | Miscellaneous (Steam Turbine) |  | 4460 | Turbine overspeed trip test
650 | Fluidized Bed | Steam Turbine | Miscellaneous (Steam Turbine) |  | 4460 | Turbine overspeed trip test
800 | Miscellaneous | Steam Turbine | Miscellaneous (Steam Turbine) |  | 4460 | Turbine overspeed trip test
810 | Multi-boiler/Multi-turbine | Steam Turbine | Miscellaneous (Steam Turbine) |  | 4460 | Turbine overspeed trip test
830 | Geothermal | Steam Turbine | Miscellaneous (Steam Turbine) |  | 4460 | Turbine overspeed trip test
850 | Combined Cycle Block | Steam Turbine | Miscellaneous (Steam Turbine) |  | 4460 | Turbine overspeed trip test
851 | CC GT units | Steam Turbine | Miscellaneous (Steam Turbine) |  | 4460 | Turbine overspeed trip test
852 | CC steam units | Steam Turbine | Miscellaneous (Steam Turbine) |  | 4460 | Turbine overspeed trip test
860 | Co-generator Block | Steam Turbine | Miscellaneous (Steam Turbine) |  | 4460 | Turbine overspeed trip test
861 | CoG GT units | Steam Turbine | Miscellaneous (Steam Turbine) |  | 4460 | Turbine overspeed trip test
862 | CoG steam units | Steam Turbine | Miscellaneous (Steam Turbine) |  | 4460 | Turbine overspeed trip test
100 | Fossil-Steam | Steam Turbine | Miscellaneous (Steam Turbine) |  | 4470 | Differential expansion
200 | Nuclear | Steam Turbine | Miscellaneous (Steam Turbine) |  | 4470 | Differential expansion
650 | Fluidized Bed | Steam Turbine | Miscellaneous (Steam Turbine) |  | 4470 | Differential expansion
800 | Miscellaneous | Steam Turbine | Miscellaneous (Steam Turbine) |  | 4470 | Differential expansion
810 | Multi-boiler/Multi-turbine | Steam Turbine | Miscellaneous (Steam Turbine) |  | 4470 | Differential expansion
830 | Geothermal | Steam Turbine | Miscellaneous (Steam Turbine) |  | 4470 | Differential expansion
850 | Combined Cycle Block | Steam Turbine | Miscellaneous (Steam Turbine) |  | 4470 | Differential expansion
851 | CC GT units | Steam Turbine | Miscellaneous (Steam Turbine) |  | 4470 | Differential expansion
852 | CC steam units | Steam Turbine | Miscellaneous (Steam Turbine) |  | 4470 | Differential expansion
860 | Co-generator Block | Steam Turbine | Miscellaneous (Steam Turbine) |  | 4470 | Differential expansion
861 | CoG GT units | Steam Turbine | Miscellaneous (Steam Turbine) |  | 4470 | Differential expansion
862 | CoG steam units | Steam Turbine | Miscellaneous (Steam Turbine) |  | 4470 | Differential expansion
100 | Fossil-Steam | Steam Turbine | Miscellaneous (Steam Turbine) |  | 4490 | Turbine performance testing (use code 9999 for total unit performance testing)
200 | Nuclear | Steam Turbine | Miscellaneous (Steam Turbine) |  | 4490 | Turbine performance testing (use code 9999 for total unit performance testing)
650 | Fluidized Bed | Steam Turbine | Miscellaneous (Steam Turbine) |  | 4490 | Turbine performance testing (use code 9999 for total unit performance testing)
800 | Miscellaneous | Steam Turbine | Miscellaneous (Steam Turbine) |  | 4490 | Turbine performance testing (use code 9999 for total unit performance testing)
810 | Multi-boiler/Multi-turbine | Steam Turbine | Miscellaneous (Steam Turbine) |  | 4490 | Turbine performance testing (use code 9999 for total unit performance testing)
830 | Geothermal | Steam Turbine | Miscellaneous (Steam Turbine) |  | 4490 | Turbine performance testing (use code 9999 for total unit performance testing)
850 | Combined Cycle Block | Steam Turbine | Miscellaneous (Steam Turbine) |  | 4490 | Turbine performance testing (use code 9999 for total unit performance testing)
851 | CC GT units | Steam Turbine | Miscellaneous (Steam Turbine) |  | 4490 | Turbine performance testing (use code 9999 for total unit performance testing)
852 | CC steam units | Steam Turbine | Miscellaneous (Steam Turbine) |  | 4490 | Turbine performance testing (use code 9999 for total unit performance testing)
860 | Co-generator Block | Steam Turbine | Miscellaneous (Steam Turbine) |  | 4490 | Turbine performance testing (use code 9999 for total unit performance testing)
861 | CoG GT units | Steam Turbine | Miscellaneous (Steam Turbine) |  | 4490 | Turbine performance testing (use code 9999 for total unit performance testing)
862 | CoG steam units | Steam Turbine | Miscellaneous (Steam Turbine) |  | 4490 | Turbine performance testing (use code 9999 for total unit performance testing)
100 | Fossil-Steam | Steam Turbine | Miscellaneous (Steam Turbine) |  | 4499 | Other miscellaneous steam turbine problems
200 | Nuclear | Steam Turbine | Miscellaneous (Steam Turbine) |  | 4499 | Other miscellaneous steam turbine problems
650 | Fluidized Bed | Steam Turbine | Miscellaneous (Steam Turbine) |  | 4499 | Other miscellaneous steam turbine problems
800 | Miscellaneous | Steam Turbine | Miscellaneous (Steam Turbine) |  | 4499 | Other miscellaneous steam turbine problems
810 | Multi-boiler/Multi-turbine | Steam Turbine | Miscellaneous (Steam Turbine) |  | 4499 | Other miscellaneous steam turbine problems
830 | Geothermal | Steam Turbine | Miscellaneous (Steam Turbine) |  | 4499 | Other miscellaneous steam turbine problems
850 | Combined Cycle Block | Steam Turbine | Miscellaneous (Steam Turbine) |  | 4499 | Other miscellaneous steam turbine problems
851 | CC GT units | Steam Turbine | Miscellaneous (Steam Turbine) |  | 4499 | Other miscellaneous steam turbine problems
852 | CC steam units | Steam Turbine | Miscellaneous (Steam Turbine) |  | 4499 | Other miscellaneous steam turbine problems
860 | Co-generator Block | Steam Turbine | Miscellaneous (Steam Turbine) |  | 4499 | Other miscellaneous steam turbine problems
861 | CoG GT units | Steam Turbine | Miscellaneous (Steam Turbine) |  | 4499 | Other miscellaneous steam turbine problems
862 | CoG steam units | Steam Turbine | Miscellaneous (Steam Turbine) |  | 4499 | Other miscellaneous steam turbine problems
100 | Fossil-Steam | Generator | Generator |  | 4500 | Rotor windings (including damper windings and fan blades on hydro units)
200 | Nuclear | Generator | Generator |  | 4500 | Rotor windings (including damper windings and fan blades on hydro units)
300 | Gas Turbine/Jet Engine (Simple Cycle Operation) | Generator | Generator |  | 4500 | Rotor windings (including damper windings and fan blades on hydro units)
400 | Internal Combustion/Reciprocating Engines | Generator | Generator |  | 4500 | Rotor windings (including damper windings and fan blades on hydro units)
500 | Pumped Storage/Hydro | Generator | Generator |  | 4500 | Rotor windings (including damper windings and fan blades on hydro units)
650 | Fluidized Bed | Generator | Generator |  | 4500 | Rotor windings (including damper windings and fan blades on hydro units)
800 | Miscellaneous | Generator | Generator |  | 4500 | Rotor windings (including damper windings and fan blades on hydro units)
810 | Multi-boiler/Multi-turbine | Generator | Generator |  | 4500 | Rotor windings (including damper windings and fan blades on hydro units)
830 | Geothermal | Generator | Generator |  | 4500 | Rotor windings (including damper windings and fan blades on hydro units)
850 | Combined Cycle Block | Generator | Generator |  | 4500 | Rotor windings (including damper windings and fan blades on hydro units)
851 | CC GT units | Generator | Generator |  | 4500 | Rotor windings (including damper windings and fan blades on hydro units)
852 | CC steam units | Generator | Generator |  | 4500 | Rotor windings (including damper windings and fan blades on hydro units)
860 | Co-generator Block | Generator | Generator |  | 4500 | Rotor windings (including damper windings and fan blades on hydro units)
861 | CoG GT units | Generator | Generator |  | 4500 | Rotor windings (including damper windings and fan blades on hydro units)
862 | CoG steam units | Generator | Generator |  | 4500 | Rotor windings (including damper windings and fan blades on hydro units)
100 | Fossil-Steam | Generator | Generator |  | 4510 | Rotor collector rings
200 | Nuclear | Generator | Generator |  | 4510 | Rotor collector rings
300 | Gas Turbine/Jet Engine (Simple Cycle Operation) | Generator | Generator |  | 4510 | Rotor collector rings
400 | Internal Combustion/Reciprocating Engines | Generator | Generator |  | 4510 | Rotor collector rings
500 | Pumped Storage/Hydro | Generator | Generator |  | 4510 | Rotor collector rings
650 | Fluidized Bed | Generator | Generator |  | 4510 | Rotor collector rings
800 | Miscellaneous | Generator | Generator |  | 4510 | Rotor collector rings
810 | Multi-boiler/Multi-turbine | Generator | Generator |  | 4510 | Rotor collector rings
830 | Geothermal | Generator | Generator |  | 4510 | Rotor collector rings
850 | Combined Cycle Block | Generator | Generator |  | 4510 | Rotor collector rings
851 | CC GT units | Generator | Generator |  | 4510 | Rotor collector rings
852 | CC steam units | Generator | Generator |  | 4510 | Rotor collector rings
860 | Co-generator Block | Generator | Generator |  | 4510 | Rotor collector rings
861 | CoG GT units | Generator | Generator |  | 4510 | Rotor collector rings
862 | CoG steam units | Generator | Generator |  | 4510 | Rotor collector rings
100 | Fossil-Steam | Generator | Generator |  | 4511 | Rotor, General
200 | Nuclear | Generator | Generator |  | 4511 | Rotor, General
300 | Gas Turbine/Jet Engine (Simple Cycle Operation) | Generator | Generator |  | 4511 | Rotor, General
400 | Internal Combustion/Reciprocating Engines | Generator | Generator |  | 4511 | Rotor, General
500 | Pumped Storage/Hydro | Generator | Generator |  | 4511 | Rotor, General
650 | Fluidized Bed | Generator | Generator |  | 4511 | Rotor, General
800 | Miscellaneous | Generator | Generator |  | 4511 | Rotor, General
810 | Multi-boiler/Multi-turbine | Generator | Generator |  | 4511 | Rotor, General
830 | Geothermal | Generator | Generator |  | 4511 | Rotor, General
850 | Combined Cycle Block | Generator | Generator |  | 4511 | Rotor, General
851 | CC GT units | Generator | Generator |  | 4511 | Rotor, General
852 | CC steam units | Generator | Generator |  | 4511 | Rotor, General
860 | Co-generator Block | Generator | Generator |  | 4511 | Rotor, General
861 | CoG GT units | Generator | Generator |  | 4511 | Rotor, General
862 | CoG steam units | Generator | Generator |  | 4511 | Rotor, General
100 | Fossil-Steam | Generator | Generator |  | 4512 | Retaining Rings
200 | Nuclear | Generator | Generator |  | 4512 | Retaining Rings
300 | Gas Turbine/Jet Engine (Simple Cycle Operation) | Generator | Generator |  | 4512 | Retaining Rings
400 | Internal Combustion/Reciprocating Engines | Generator | Generator |  | 4512 | Retaining Rings
500 | Pumped Storage/Hydro | Generator | Generator |  | 4512 | Retaining Rings
650 | Fluidized Bed | Generator | Generator |  | 4512 | Retaining Rings
800 | Miscellaneous | Generator | Generator |  | 4512 | Retaining Rings
810 | Multi-boiler/Multi-turbine | Generator | Generator |  | 4512 | Retaining Rings
830 | Geothermal | Generator | Generator |  | 4512 | Retaining Rings
850 | Combined Cycle Block | Generator | Generator |  | 4512 | Retaining Rings
851 | CC GT units | Generator | Generator |  | 4512 | Retaining Rings
852 | CC steam units | Generator | Generator |  | 4512 | Retaining Rings
860 | Co-generator Block | Generator | Generator |  | 4512 | Retaining Rings
861 | CoG GT units | Generator | Generator |  | 4512 | Retaining Rings
862 | CoG steam units | Generator | Generator |  | 4512 | Retaining Rings
100 | Fossil-Steam | Generator | Generator |  | 4520 | Stator windings, bushings, and terminals
200 | Nuclear | Generator | Generator |  | 4520 | Stator windings, bushings, and terminals
300 | Gas Turbine/Jet Engine (Simple Cycle Operation) | Generator | Generator |  | 4520 | Stator windings, bushings, and terminals
400 | Internal Combustion/Reciprocating Engines | Generator | Generator |  | 4520 | Stator windings, bushings, and terminals
500 | Pumped Storage/Hydro | Generator | Generator |  | 4520 | Stator windings, bushings, and terminals
650 | Fluidized Bed | Generator | Generator |  | 4520 | Stator windings, bushings, and terminals
800 | Miscellaneous | Generator | Generator |  | 4520 | Stator windings, bushings, and terminals
810 | Multi-boiler/Multi-turbine | Generator | Generator |  | 4520 | Stator windings, bushings, and terminals
830 | Geothermal | Generator | Generator |  | 4520 | Stator windings, bushings, and terminals
850 | Combined Cycle Block | Generator | Generator |  | 4520 | Stator windings, bushings, and terminals
851 | CC GT units | Generator | Generator |  | 4520 | Stator windings, bushings, and terminals
852 | CC steam units | Generator | Generator |  | 4520 | Stator windings, bushings, and terminals
860 | Co-generator Block | Generator | Generator |  | 4520 | Stator windings, bushings, and terminals
861 | CoG GT units | Generator | Generator |  | 4520 | Stator windings, bushings, and terminals
862 | CoG steam units | Generator | Generator |  | 4520 | Stator windings, bushings, and terminals
100 | Fossil-Steam | Generator | Generator |  | 4530 | Stator core iron
200 | Nuclear | Generator | Generator |  | 4530 | Stator core iron
300 | Gas Turbine/Jet Engine (Simple Cycle Operation) | Generator | Generator |  | 4530 | Stator core iron
400 | Internal Combustion/Reciprocating Engines | Generator | Generator |  | 4530 | Stator core iron
500 | Pumped Storage/Hydro | Generator | Generator |  | 4530 | Stator core iron
650 | Fluidized Bed | Generator | Generator |  | 4530 | Stator core iron
800 | Miscellaneous | Generator | Generator |  | 4530 | Stator core iron
810 | Multi-boiler/Multi-turbine | Generator | Generator |  | 4530 | Stator core iron
830 | Geothermal | Generator | Generator |  | 4530 | Stator core iron
850 | Combined Cycle Block | Generator | Generator |  | 4530 | Stator core iron
851 | CC GT units | Generator | Generator |  | 4530 | Stator core iron
852 | CC steam units | Generator | Generator |  | 4530 | Stator core iron
860 | Co-generator Block | Generator | Generator |  | 4530 | Stator core iron
861 | CoG GT units | Generator | Generator |  | 4530 | Stator core iron
862 | CoG steam units | Generator | Generator |  | 4530 | Stator core iron
100 | Fossil-Steam | Generator | Generator |  | 4535 | Stator, General
200 | Nuclear | Generator | Generator |  | 4535 | Stator, General
300 | Gas Turbine/Jet Engine (Simple Cycle Operation) | Generator | Generator |  | 4535 | Stator, General
400 | Internal Combustion/Reciprocating Engines | Generator | Generator |  | 4535 | Stator, General
500 | Pumped Storage/Hydro | Generator | Generator |  | 4535 | Stator, General
650 | Fluidized Bed | Generator | Generator |  | 4535 | Stator, General
800 | Miscellaneous | Generator | Generator |  | 4535 | Stator, General
810 | Multi-boiler/Multi-turbine | Generator | Generator |  | 4535 | Stator, General
830 | Geothermal | Generator | Generator |  | 4535 | Stator, General
850 | Combined Cycle Block | Generator | Generator |  | 4535 | Stator, General
851 | CC GT units | Generator | Generator |  | 4535 | Stator, General
852 | CC steam units | Generator | Generator |  | 4535 | Stator, General
860 | Co-generator Block | Generator | Generator |  | 4535 | Stator, General
861 | CoG GT units | Generator | Generator |  | 4535 | Stator, General
862 | CoG steam units | Generator | Generator |  | 4535 | Stator, General
100 | Fossil-Steam | Generator | Generator |  | 4536 | Generator Heaters
200 | Nuclear | Generator | Generator |  | 4536 | Generator Heaters
300 | Gas Turbine/Jet Engine (Simple Cycle Operation) | Generator | Generator |  | 4536 | Generator Heaters
400 | Internal Combustion/Reciprocating Engines | Generator | Generator |  | 4536 | Generator Heaters
500 | Pumped Storage/Hydro | Generator | Generator |  | 4536 | Generator Heaters
650 | Fluidized Bed | Generator | Generator |  | 4536 | Generator Heaters
800 | Miscellaneous | Generator | Generator |  | 4536 | Generator Heaters
810 | Multi-boiler/Multi-turbine | Generator | Generator |  | 4536 | Generator Heaters
830 | Geothermal | Generator | Generator |  | 4536 | Generator Heaters
850 | Combined Cycle Block | Generator | Generator |  | 4536 | Generator Heaters
851 | CC GT units | Generator | Generator |  | 4536 | Generator Heaters
852 | CC steam units | Generator | Generator |  | 4536 | Generator Heaters
860 | Co-generator Block | Generator | Generator |  | 4536 | Generator Heaters
861 | CoG GT units | Generator | Generator |  | 4536 | Generator Heaters
862 | CoG steam units | Generator | Generator |  | 4536 | Generator Heaters
100 | Fossil-Steam | Generator | Generator |  | 4540 | Brushes and brush rigging
200 | Nuclear | Generator | Generator |  | 4540 | Brushes and brush rigging
300 | Gas Turbine/Jet Engine (Simple Cycle Operation) | Generator | Generator |  | 4540 | Brushes and brush rigging
400 | Internal Combustion/Reciprocating Engines | Generator | Generator |  | 4540 | Brushes and brush rigging
500 | Pumped Storage/Hydro | Generator | Generator |  | 4540 | Brushes and brush rigging
650 | Fluidized Bed | Generator | Generator |  | 4540 | Brushes and brush rigging
800 | Miscellaneous | Generator | Generator |  | 4540 | Brushes and brush rigging
810 | Multi-boiler/Multi-turbine | Generator | Generator |  | 4540 | Brushes and brush rigging
830 | Geothermal | Generator | Generator |  | 4540 | Brushes and brush rigging
850 | Combined Cycle Block | Generator | Generator |  | 4540 | Brushes and brush rigging
851 | CC GT units | Generator | Generator |  | 4540 | Brushes and brush rigging
852 | CC steam units | Generator | Generator |  | 4540 | Brushes and brush rigging
860 | Co-generator Block | Generator | Generator |  | 4540 | Brushes and brush rigging
861 | CoG GT units | Generator | Generator |  | 4540 | Brushes and brush rigging
862 | CoG steam units | Generator | Generator |  | 4540 | Brushes and brush rigging
100 | Fossil-Steam | Generator | Generator |  | 4550 | Generator bearings and lube oil system (including thrust bearings on hydro units)
200 | Nuclear | Generator | Generator |  | 4550 | Generator bearings and lube oil system (including thrust bearings on hydro units)
300 | Gas Turbine/Jet Engine (Simple Cycle Operation) | Generator | Generator |  | 4550 | Generator bearings and lube oil system (including thrust bearings on hydro units)
400 | Internal Combustion/Reciprocating Engines | Generator | Generator |  | 4550 | Generator bearings and lube oil system (including thrust bearings on hydro units)
500 | Pumped Storage/Hydro | Generator | Generator |  | 4550 | Generator bearings and lube oil system (including thrust bearings on hydro units)
650 | Fluidized Bed | Generator | Generator |  | 4550 | Generator bearings and lube oil system (including thrust bearings on hydro units)
800 | Miscellaneous | Generator | Generator |  | 4550 | Generator bearings and lube oil system (including thrust bearings on hydro units)
810 | Multi-boiler/Multi-turbine | Generator | Generator |  | 4550 | Generator bearings and lube oil system (including thrust bearings on hydro units)
830 | Geothermal | Generator | Generator |  | 4550 | Generator bearings and lube oil system (including thrust bearings on hydro units)
850 | Combined Cycle Block | Generator | Generator |  | 4550 | Generator bearings and lube oil system (including thrust bearings on hydro units)
851 | CC GT units | Generator | Generator |  | 4550 | Generator bearings and lube oil system (including thrust bearings on hydro units)
852 | CC steam units | Generator | Generator |  | 4550 | Generator bearings and lube oil system (including thrust bearings on hydro units)
860 | Co-generator Block | Generator | Generator |  | 4550 | Generator bearings and lube oil system (including thrust bearings on hydro units)
861 | CoG GT units | Generator | Generator |  | 4550 | Generator bearings and lube oil system (including thrust bearings on hydro units)
862 | CoG steam units | Generator | Generator |  | 4550 | Generator bearings and lube oil system (including thrust bearings on hydro units)
100 | Fossil-Steam | Generator | Generator |  | 4551 | Generator bearings
200 | Nuclear | Generator | Generator |  | 4551 | Generator bearings
300 | Gas Turbine/Jet Engine (Simple Cycle Operation) | Generator | Generator |  | 4551 | Generator bearings
400 | Internal Combustion/Reciprocating Engines | Generator | Generator |  | 4551 | Generator bearings
500 | Pumped Storage/Hydro | Generator | Generator |  | 4551 | Generator bearings
650 | Fluidized Bed | Generator | Generator |  | 4551 | Generator bearings
800 | Miscellaneous | Generator | Generator |  | 4551 | Generator bearings
810 | Multi-boiler/Multi-turbine | Generator | Generator |  | 4551 | Generator bearings
830 | Geothermal | Generator | Generator |  | 4551 | Generator bearings
850 | Combined Cycle Block | Generator | Generator |  | 4551 | Generator bearings
851 | CC GT units | Generator | Generator |  | 4551 | Generator bearings
852 | CC steam units | Generator | Generator |  | 4551 | Generator bearings
860 | Co-generator Block | Generator | Generator |  | 4551 | Generator bearings
861 | CoG GT units | Generator | Generator |  | 4551 | Generator bearings
862 | CoG steam units | Generator | Generator |  | 4551 | Generator bearings
100 | Fossil-Steam | Generator | Generator |  | 4552 | Generator lube oil system
200 | Nuclear | Generator | Generator |  | 4552 | Generator lube oil system
300 | Gas Turbine/Jet Engine (Simple Cycle Operation) | Generator | Generator |  | 4552 | Generator lube oil system
400 | Internal Combustion/Reciprocating Engines | Generator | Generator |  | 4552 | Generator lube oil system
500 | Pumped Storage/Hydro | Generator | Generator |  | 4552 | Generator lube oil system
650 | Fluidized Bed | Generator | Generator |  | 4552 | Generator lube oil system
800 | Miscellaneous | Generator | Generator |  | 4552 | Generator lube oil system
810 | Multi-boiler/Multi-turbine | Generator | Generator |  | 4552 | Generator lube oil system
830 | Geothermal | Generator | Generator |  | 4552 | Generator lube oil system
850 | Combined Cycle Block | Generator | Generator |  | 4552 | Generator lube oil system
851 | CC GT units | Generator | Generator |  | 4552 | Generator lube oil system
852 | CC steam units | Generator | Generator |  | 4552 | Generator lube oil system
860 | Co-generator Block | Generator | Generator |  | 4552 | Generator lube oil system
861 | CoG GT units | Generator | Generator |  | 4552 | Generator lube oil system
862 | CoG steam units | Generator | Generator |  | 4552 | Generator lube oil system
100 | Fossil-Steam | Generator | Generator |  | 4555 | Bearing cooling system
200 | Nuclear | Generator | Generator |  | 4555 | Bearing cooling system
300 | Gas Turbine/Jet Engine (Simple Cycle Operation) | Generator | Generator |  | 4555 | Bearing cooling system
400 | Internal Combustion/Reciprocating Engines | Generator | Generator |  | 4555 | Bearing cooling system
500 | Pumped Storage/Hydro | Generator | Generator |  | 4555 | Bearing cooling system
650 | Fluidized Bed | Generator | Generator |  | 4555 | Bearing cooling system
800 | Miscellaneous | Generator | Generator |  | 4555 | Bearing cooling system
810 | Multi-boiler/Multi-turbine | Generator | Generator |  | 4555 | Bearing cooling system
830 | Geothermal | Generator | Generator |  | 4555 | Bearing cooling system
850 | Combined Cycle Block | Generator | Generator |  | 4555 | Bearing cooling system
851 | CC GT units | Generator | Generator |  | 4555 | Bearing cooling system
852 | CC steam units | Generator | Generator |  | 4555 | Bearing cooling system
860 | Co-generator Block | Generator | Generator |  | 4555 | Bearing cooling system
861 | CoG GT units | Generator | Generator |  | 4555 | Bearing cooling system
862 | CoG steam units | Generator | Generator |  | 4555 | Bearing cooling system
100 | Fossil-Steam | Generator | Generator |  | 4560 | Generator vibration (excluding vibration due to failed bearing and other components)
200 | Nuclear | Generator | Generator |  | 4560 | Generator vibration (excluding vibration due to failed bearing and other components)
300 | Gas Turbine/Jet Engine (Simple Cycle Operation) | Generator | Generator |  | 4560 | Generator vibration (excluding vibration due to failed bearing and other components)
400 | Internal Combustion/Reciprocating Engines | Generator | Generator |  | 4560 | Generator vibration (excluding vibration due to failed bearing and other components)
500 | Pumped Storage/Hydro | Generator | Generator |  | 4560 | Generator vibration (excluding vibration due to failed bearing and other components)
650 | Fluidized Bed | Generator | Generator |  | 4560 | Generator vibration (excluding vibration due to failed bearing and other components)
800 | Miscellaneous | Generator | Generator |  | 4560 | Generator vibration (excluding vibration due to failed bearing and other components)
810 | Multi-boiler/Multi-turbine | Generator | Generator |  | 4560 | Generator vibration (excluding vibration due to failed bearing and other components)
830 | Geothermal | Generator | Generator |  | 4560 | Generator vibration (excluding vibration due to failed bearing and other components)
850 | Combined Cycle Block | Generator | Generator |  | 4560 | Generator vibration (excluding vibration due to failed bearing and other components)
851 | CC GT units | Generator | Generator |  | 4560 | Generator vibration (excluding vibration due to failed bearing and other components)
852 | CC steam units | Generator | Generator |  | 4560 | Generator vibration (excluding vibration due to failed bearing and other components)
860 | Co-generator Block | Generator | Generator |  | 4560 | Generator vibration (excluding vibration due to failed bearing and other components)
861 | CoG GT units | Generator | Generator |  | 4560 | Generator vibration (excluding vibration due to failed bearing and other components)
862 | CoG steam units | Generator | Generator |  | 4560 | Generator vibration (excluding vibration due to failed bearing and other components)
100 | Fossil-Steam | Generator | Generator |  | 4570 | Generator casing
200 | Nuclear | Generator | Generator |  | 4570 | Generator casing
300 | Gas Turbine/Jet Engine (Simple Cycle Operation) | Generator | Generator |  | 4570 | Generator casing
400 | Internal Combustion/Reciprocating Engines | Generator | Generator |  | 4570 | Generator casing
500 | Pumped Storage/Hydro | Generator | Generator |  | 4570 | Generator casing
650 | Fluidized Bed | Generator | Generator |  | 4570 | Generator casing
800 | Miscellaneous | Generator | Generator |  | 4570 | Generator casing
810 | Multi-boiler/Multi-turbine | Generator | Generator |  | 4570 | Generator casing
830 | Geothermal | Generator | Generator |  | 4570 | Generator casing
850 | Combined Cycle Block | Generator | Generator |  | 4570 | Generator casing
851 | CC GT units | Generator | Generator |  | 4570 | Generator casing
852 | CC steam units | Generator | Generator |  | 4570 | Generator casing
860 | Co-generator Block | Generator | Generator |  | 4570 | Generator casing
861 | CoG GT units | Generator | Generator |  | 4570 | Generator casing
862 | CoG steam units | Generator | Generator |  | 4570 | Generator casing
100 | Fossil-Steam | Generator | Generator |  | 4580 | Generator end bells and bolting
200 | Nuclear | Generator | Generator |  | 4580 | Generator end bells and bolting
300 | Gas Turbine/Jet Engine (Simple Cycle Operation) | Generator | Generator |  | 4580 | Generator end bells and bolting
400 | Internal Combustion/Reciprocating Engines | Generator | Generator |  | 4580 | Generator end bells and bolting
500 | Pumped Storage/Hydro | Generator | Generator |  | 4580 | Generator end bells and bolting
650 | Fluidized Bed | Generator | Generator |  | 4580 | Generator end bells and bolting
800 | Miscellaneous | Generator | Generator |  | 4580 | Generator end bells and bolting
810 | Multi-boiler/Multi-turbine | Generator | Generator |  | 4580 | Generator end bells and bolting
830 | Geothermal | Generator | Generator |  | 4580 | Generator end bells and bolting
850 | Combined Cycle Block | Generator | Generator |  | 4580 | Generator end bells and bolting
851 | CC GT units | Generator | Generator |  | 4580 | Generator end bells and bolting
852 | CC steam units | Generator | Generator |  | 4580 | Generator end bells and bolting
860 | Co-generator Block | Generator | Generator |  | 4580 | Generator end bells and bolting
861 | CoG GT units | Generator | Generator |  | 4580 | Generator end bells and bolting
862 | CoG steam units | Generator | Generator |  | 4580 | Generator end bells and bolting
300 | Gas Turbine/Jet Engine (Simple Cycle Operation) | Generator | Generator |  | 4590 | Generator brakes
500 | Pumped Storage/Hydro | Generator | Generator |  | 4590 | Generator brakes
800 | Miscellaneous | Generator | Generator |  | 4590 | Generator brakes
100 | Fossil-Steam | Generator | Exciter |  | 4600 | Exciter drive - motor
200 | Nuclear | Generator | Exciter |  | 4600 | Exciter drive - motor
300 | Gas Turbine/Jet Engine (Simple Cycle Operation) | Generator | Exciter |  | 4600 | Exciter drive - motor
400 | Internal Combustion/Reciprocating Engines | Generator | Exciter |  | 4600 | Exciter drive - motor
500 | Pumped Storage/Hydro | Generator | Exciter |  | 4600 | Exciter drive - motor
650 | Fluidized Bed | Generator | Exciter |  | 4600 | Exciter drive - motor
800 | Miscellaneous | Generator | Exciter |  | 4600 | Exciter drive - motor
810 | Multi-boiler/Multi-turbine | Generator | Exciter |  | 4600 | Exciter drive - motor
830 | Geothermal | Generator | Exciter |  | 4600 | Exciter drive - motor
850 | Combined Cycle Block | Generator | Exciter |  | 4600 | Exciter drive - motor
851 | CC GT units | Generator | Exciter |  | 4600 | Exciter drive - motor
852 | CC steam units | Generator | Exciter |  | 4600 | Exciter drive - motor
860 | Co-generator Block | Generator | Exciter |  | 4600 | Exciter drive - motor
861 | CoG GT units | Generator | Exciter |  | 4600 | Exciter drive - motor
862 | CoG steam units | Generator | Exciter |  | 4600 | Exciter drive - motor
100 | Fossil-Steam | Generator | Exciter |  | 4601 | Exciter field rheostat
200 | Nuclear | Generator | Exciter |  | 4601 | Exciter field rheostat
300 | Gas Turbine/Jet Engine (Simple Cycle Operation) | Generator | Exciter |  | 4601 | Exciter field rheostat
400 | Internal Combustion/Reciprocating Engines | Generator | Exciter |  | 4601 | Exciter field rheostat
500 | Pumped Storage/Hydro | Generator | Exciter |  | 4601 | Exciter field rheostat
650 | Fluidized Bed | Generator | Exciter |  | 4601 | Exciter field rheostat
800 | Miscellaneous | Generator | Exciter |  | 4601 | Exciter field rheostat
810 | Multi-boiler/Multi-turbine | Generator | Exciter |  | 4601 | Exciter field rheostat
830 | Geothermal | Generator | Exciter |  | 4601 | Exciter field rheostat
850 | Combined Cycle Block | Generator | Exciter |  | 4601 | Exciter field rheostat
851 | CC GT units | Generator | Exciter |  | 4601 | Exciter field rheostat
852 | CC steam units | Generator | Exciter |  | 4601 | Exciter field rheostat
860 | Co-generator Block | Generator | Exciter |  | 4601 | Exciter field rheostat
861 | CoG GT units | Generator | Exciter |  | 4601 | Exciter field rheostat
862 | CoG steam units | Generator | Exciter |  | 4601 | Exciter field rheostat
100 | Fossil-Steam | Generator | Exciter |  | 4602 | Exciter commutator and brushes
200 | Nuclear | Generator | Exciter |  | 4602 | Exciter commutator and brushes
300 | Gas Turbine/Jet Engine (Simple Cycle Operation) | Generator | Exciter |  | 4602 | Exciter commutator and brushes
400 | Internal Combustion/Reciprocating Engines | Generator | Exciter |  | 4602 | Exciter commutator and brushes
500 | Pumped Storage/Hydro | Generator | Exciter |  | 4602 | Exciter commutator and brushes
650 | Fluidized Bed | Generator | Exciter |  | 4602 | Exciter commutator and brushes
800 | Miscellaneous | Generator | Exciter |  | 4602 | Exciter commutator and brushes
810 | Multi-boiler/Multi-turbine | Generator | Exciter |  | 4602 | Exciter commutator and brushes
830 | Geothermal | Generator | Exciter |  | 4602 | Exciter commutator and brushes
850 | Combined Cycle Block | Generator | Exciter |  | 4602 | Exciter commutator and brushes
851 | CC GT units | Generator | Exciter |  | 4602 | Exciter commutator and brushes
852 | CC steam units | Generator | Exciter |  | 4602 | Exciter commutator and brushes
860 | Co-generator Block | Generator | Exciter |  | 4602 | Exciter commutator and brushes
861 | CoG GT units | Generator | Exciter |  | 4602 | Exciter commutator and brushes
862 | CoG steam units | Generator | Exciter |  | 4602 | Exciter commutator and brushes
100 | Fossil-Steam | Generator | Exciter |  | 4603 | Solid state exciter element
200 | Nuclear | Generator | Exciter |  | 4603 | Solid state exciter element
300 | Gas Turbine/Jet Engine (Simple Cycle Operation) | Generator | Exciter |  | 4603 | Solid state exciter element
400 | Internal Combustion/Reciprocating Engines | Generator | Exciter |  | 4603 | Solid state exciter element
500 | Pumped Storage/Hydro | Generator | Exciter |  | 4603 | Solid state exciter element
650 | Fluidized Bed | Generator | Exciter |  | 4603 | Solid state exciter element
800 | Miscellaneous | Generator | Exciter |  | 4603 | Solid state exciter element
810 | Multi-boiler/Multi-turbine | Generator | Exciter |  | 4603 | Solid state exciter element
830 | Geothermal | Generator | Exciter |  | 4603 | Solid state exciter element
850 | Combined Cycle Block | Generator | Exciter |  | 4603 | Solid state exciter element
851 | CC GT units | Generator | Exciter |  | 4603 | Solid state exciter element
852 | CC steam units | Generator | Exciter |  | 4603 | Solid state exciter element
860 | Co-generator Block | Generator | Exciter |  | 4603 | Solid state exciter element
861 | CoG GT units | Generator | Exciter |  | 4603 | Solid state exciter element
862 | CoG steam units | Generator | Exciter |  | 4603 | Solid state exciter element
100 | Fossil-Steam | Generator | Exciter |  | 4604 | Exciter drive - shaft
200 | Nuclear | Generator | Exciter |  | 4604 | Exciter drive - shaft
300 | Gas Turbine/Jet Engine (Simple Cycle Operation) | Generator | Exciter |  | 4604 | Exciter drive - shaft
400 | Internal Combustion/Reciprocating Engines | Generator | Exciter |  | 4604 | Exciter drive - shaft
500 | Pumped Storage/Hydro | Generator | Exciter |  | 4604 | Exciter drive - shaft
650 | Fluidized Bed | Generator | Exciter |  | 4604 | Exciter drive - shaft
800 | Miscellaneous | Generator | Exciter |  | 4604 | Exciter drive - shaft
810 | Multi-boiler/Multi-turbine | Generator | Exciter |  | 4604 | Exciter drive - shaft
830 | Geothermal | Generator | Exciter |  | 4604 | Exciter drive - shaft
850 | Combined Cycle Block | Generator | Exciter |  | 4604 | Exciter drive - shaft
851 | CC GT units | Generator | Exciter |  | 4604 | Exciter drive - shaft
852 | CC steam units | Generator | Exciter |  | 4604 | Exciter drive - shaft
860 | Co-generator Block | Generator | Exciter |  | 4604 | Exciter drive - shaft
861 | CoG GT units | Generator | Exciter |  | 4604 | Exciter drive - shaft
862 | CoG steam units | Generator | Exciter |  | 4604 | Exciter drive - shaft
100 | Fossil-Steam | Generator | Exciter |  | 4605 | Exciter transformer
200 | Nuclear | Generator | Exciter |  | 4605 | Exciter transformer
300 | Gas Turbine/Jet Engine (Simple Cycle Operation) | Generator | Exciter |  | 4605 | Exciter transformer
400 | Internal Combustion/Reciprocating Engines | Generator | Exciter |  | 4605 | Exciter transformer
500 | Pumped Storage/Hydro | Generator | Exciter |  | 4605 | Exciter transformer
650 | Fluidized Bed | Generator | Exciter |  | 4605 | Exciter transformer
800 | Miscellaneous | Generator | Exciter |  | 4605 | Exciter transformer
810 | Multi-boiler/Multi-turbine | Generator | Exciter |  | 4605 | Exciter transformer
830 | Geothermal | Generator | Exciter |  | 4605 | Exciter transformer
850 | Combined Cycle Block | Generator | Exciter |  | 4605 | Exciter transformer
851 | CC GT units | Generator | Exciter |  | 4605 | Exciter transformer
852 | CC steam units | Generator | Exciter |  | 4605 | Exciter transformer
860 | Co-generator Block | Generator | Exciter |  | 4605 | Exciter transformer
861 | CoG GT units | Generator | Exciter |  | 4605 | Exciter transformer
862 | CoG steam units | Generator | Exciter |  | 4605 | Exciter transformer
100 | Fossil-Steam | Generator | Exciter |  | 4609 | Other exciter problems
200 | Nuclear | Generator | Exciter |  | 4609 | Other exciter problems
300 | Gas Turbine/Jet Engine (Simple Cycle Operation) | Generator | Exciter |  | 4609 | Other exciter problems
400 | Internal Combustion/Reciprocating Engines | Generator | Exciter |  | 4609 | Other exciter problems
500 | Pumped Storage/Hydro | Generator | Exciter |  | 4609 | Other exciter problems
650 | Fluidized Bed | Generator | Exciter |  | 4609 | Other exciter problems
800 | Miscellaneous | Generator | Exciter |  | 4609 | Other exciter problems
810 | Multi-boiler/Multi-turbine | Generator | Exciter |  | 4609 | Other exciter problems
830 | Geothermal | Generator | Exciter |  | 4609 | Other exciter problems
850 | Combined Cycle Block | Generator | Exciter |  | 4609 | Other exciter problems
851 | CC GT units | Generator | Exciter |  | 4609 | Other exciter problems
852 | CC steam units | Generator | Exciter |  | 4609 | Other exciter problems
860 | Co-generator Block | Generator | Exciter |  | 4609 | Other exciter problems
861 | CoG GT units | Generator | Exciter |  | 4609 | Other exciter problems
862 | CoG steam units | Generator | Exciter |  | 4609 | Other exciter problems
100 | Fossil-Steam | Generator | Cooling System |  | 4610 | Hydrogen cooling system piping and valves
200 | Nuclear | Generator | Cooling System |  | 4610 | Hydrogen cooling system piping and valves
300 | Gas Turbine/Jet Engine (Simple Cycle Operation) | Generator | Cooling System |  | 4610 | Hydrogen cooling system piping and valves
400 | Internal Combustion/Reciprocating Engines | Generator | Cooling System |  | 4610 | Hydrogen cooling system piping and valves
500 | Pumped Storage/Hydro | Generator | Cooling System |  | 4610 | Hydrogen cooling system piping and valves
650 | Fluidized Bed | Generator | Cooling System |  | 4610 | Hydrogen cooling system piping and valves
800 | Miscellaneous | Generator | Cooling System |  | 4610 | Hydrogen cooling system piping and valves
810 | Multi-boiler/Multi-turbine | Generator | Cooling System |  | 4610 | Hydrogen cooling system piping and valves
830 | Geothermal | Generator | Cooling System |  | 4610 | Hydrogen cooling system piping and valves
850 | Combined Cycle Block | Generator | Cooling System |  | 4610 | Hydrogen cooling system piping and valves
851 | CC GT units | Generator | Cooling System |  | 4610 | Hydrogen cooling system piping and valves
852 | CC steam units | Generator | Cooling System |  | 4610 | Hydrogen cooling system piping and valves
860 | Co-generator Block | Generator | Cooling System |  | 4610 | Hydrogen cooling system piping and valves
861 | CoG GT units | Generator | Cooling System |  | 4610 | Hydrogen cooling system piping and valves
862 | CoG steam units | Generator | Cooling System |  | 4610 | Hydrogen cooling system piping and valves
100 | Fossil-Steam | Generator | Cooling System |  | 4611 | Hydrogen coolers
200 | Nuclear | Generator | Cooling System |  | 4611 | Hydrogen coolers
300 | Gas Turbine/Jet Engine (Simple Cycle Operation) | Generator | Cooling System |  | 4611 | Hydrogen coolers
400 | Internal Combustion/Reciprocating Engines | Generator | Cooling System |  | 4611 | Hydrogen coolers
500 | Pumped Storage/Hydro | Generator | Cooling System |  | 4611 | Hydrogen coolers
650 | Fluidized Bed | Generator | Cooling System |  | 4611 | Hydrogen coolers
800 | Miscellaneous | Generator | Cooling System |  | 4611 | Hydrogen coolers
810 | Multi-boiler/Multi-turbine | Generator | Cooling System |  | 4611 | Hydrogen coolers
830 | Geothermal | Generator | Cooling System |  | 4611 | Hydrogen coolers
850 | Combined Cycle Block | Generator | Cooling System |  | 4611 | Hydrogen coolers
851 | CC GT units | Generator | Cooling System |  | 4611 | Hydrogen coolers
852 | CC steam units | Generator | Cooling System |  | 4611 | Hydrogen coolers
860 | Co-generator Block | Generator | Cooling System |  | 4611 | Hydrogen coolers
861 | CoG GT units | Generator | Cooling System |  | 4611 | Hydrogen coolers
862 | CoG steam units | Generator | Cooling System |  | 4611 | Hydrogen coolers
100 | Fossil-Steam | Generator | Cooling System |  | 4612 | Hydrogen storage system
200 | Nuclear | Generator | Cooling System |  | 4612 | Hydrogen storage system
300 | Gas Turbine/Jet Engine (Simple Cycle Operation) | Generator | Cooling System |  | 4612 | Hydrogen storage system
400 | Internal Combustion/Reciprocating Engines | Generator | Cooling System |  | 4612 | Hydrogen storage system
500 | Pumped Storage/Hydro | Generator | Cooling System |  | 4612 | Hydrogen storage system
650 | Fluidized Bed | Generator | Cooling System |  | 4612 | Hydrogen storage system
800 | Miscellaneous | Generator | Cooling System |  | 4612 | Hydrogen storage system
810 | Multi-boiler/Multi-turbine | Generator | Cooling System |  | 4612 | Hydrogen storage system
830 | Geothermal | Generator | Cooling System |  | 4612 | Hydrogen storage system
850 | Combined Cycle Block | Generator | Cooling System |  | 4612 | Hydrogen storage system
851 | CC GT units | Generator | Cooling System |  | 4612 | Hydrogen storage system
852 | CC steam units | Generator | Cooling System |  | 4612 | Hydrogen storage system
860 | Co-generator Block | Generator | Cooling System |  | 4612 | Hydrogen storage system
861 | CoG GT units | Generator | Cooling System |  | 4612 | Hydrogen storage system
862 | CoG steam units | Generator | Cooling System |  | 4612 | Hydrogen storage system
100 | Fossil-Steam | Generator | Cooling System |  | 4613 | Hydrogen seals
200 | Nuclear | Generator | Cooling System |  | 4613 | Hydrogen seals
300 | Gas Turbine/Jet Engine (Simple Cycle Operation) | Generator | Cooling System |  | 4613 | Hydrogen seals
400 | Internal Combustion/Reciprocating Engines | Generator | Cooling System |  | 4613 | Hydrogen seals
500 | Pumped Storage/Hydro | Generator | Cooling System |  | 4613 | Hydrogen seals
650 | Fluidized Bed | Generator | Cooling System |  | 4613 | Hydrogen seals
800 | Miscellaneous | Generator | Cooling System |  | 4613 | Hydrogen seals
810 | Multi-boiler/Multi-turbine | Generator | Cooling System |  | 4613 | Hydrogen seals
830 | Geothermal | Generator | Cooling System |  | 4613 | Hydrogen seals
850 | Combined Cycle Block | Generator | Cooling System |  | 4613 | Hydrogen seals
851 | CC GT units | Generator | Cooling System |  | 4613 | Hydrogen seals
852 | CC steam units | Generator | Cooling System |  | 4613 | Hydrogen seals
860 | Co-generator Block | Generator | Cooling System |  | 4613 | Hydrogen seals
861 | CoG GT units | Generator | Cooling System |  | 4613 | Hydrogen seals
862 | CoG steam units | Generator | Cooling System |  | 4613 | Hydrogen seals
100 | Fossil-Steam | Generator | Cooling System |  | 4619 | Other hydrogen system problems
200 | Nuclear | Generator | Cooling System |  | 4619 | Other hydrogen system problems
300 | Gas Turbine/Jet Engine (Simple Cycle Operation) | Generator | Cooling System |  | 4619 | Other hydrogen system problems
400 | Internal Combustion/Reciprocating Engines | Generator | Cooling System |  | 4619 | Other hydrogen system problems
500 | Pumped Storage/Hydro | Generator | Cooling System |  | 4619 | Other hydrogen system problems
650 | Fluidized Bed | Generator | Cooling System |  | 4619 | Other hydrogen system problems
800 | Miscellaneous | Generator | Cooling System |  | 4619 | Other hydrogen system problems
810 | Multi-boiler/Multi-turbine | Generator | Cooling System |  | 4619 | Other hydrogen system problems
830 | Geothermal | Generator | Cooling System |  | 4619 | Other hydrogen system problems
850 | Combined Cycle Block | Generator | Cooling System |  | 4619 | Other hydrogen system problems
851 | CC GT units | Generator | Cooling System |  | 4619 | Other hydrogen system problems
852 | CC steam units | Generator | Cooling System |  | 4619 | Other hydrogen system problems
860 | Co-generator Block | Generator | Cooling System |  | 4619 | Other hydrogen system problems
861 | CoG GT units | Generator | Cooling System |  | 4619 | Other hydrogen system problems
862 | CoG steam units | Generator | Cooling System |  | 4619 | Other hydrogen system problems
100 | Fossil-Steam | Generator | Cooling System |  | 4620 | Air cooling system
200 | Nuclear | Generator | Cooling System |  | 4620 | Air cooling system
300 | Gas Turbine/Jet Engine (Simple Cycle Operation) | Generator | Cooling System |  | 4620 | Air cooling system
400 | Internal Combustion/Reciprocating Engines | Generator | Cooling System |  | 4620 | Air cooling system
500 | Pumped Storage/Hydro | Generator | Cooling System |  | 4620 | Air cooling system
650 | Fluidized Bed | Generator | Cooling System |  | 4620 | Air cooling system
800 | Miscellaneous | Generator | Cooling System |  | 4620 | Air cooling system
810 | Multi-boiler/Multi-turbine | Generator | Cooling System |  | 4620 | Air cooling system
830 | Geothermal | Generator | Cooling System |  | 4620 | Air cooling system
850 | Combined Cycle Block | Generator | Cooling System |  | 4620 | Air cooling system
851 | CC GT units | Generator | Cooling System |  | 4620 | Air cooling system
852 | CC steam units | Generator | Cooling System |  | 4620 | Air cooling system
860 | Co-generator Block | Generator | Cooling System |  | 4620 | Air cooling system
861 | CoG GT units | Generator | Cooling System |  | 4620 | Air cooling system
862 | CoG steam units | Generator | Cooling System |  | 4620 | Air cooling system
100 | Fossil-Steam | Generator | Cooling System |  | 4630 | Liquid cooling system
200 | Nuclear | Generator | Cooling System |  | 4630 | Liquid cooling system
300 | Gas Turbine/Jet Engine (Simple Cycle Operation) | Generator | Cooling System |  | 4630 | Liquid cooling system
400 | Internal Combustion/Reciprocating Engines | Generator | Cooling System |  | 4630 | Liquid cooling system
500 | Pumped Storage/Hydro | Generator | Cooling System |  | 4630 | Liquid cooling system
650 | Fluidized Bed | Generator | Cooling System |  | 4630 | Liquid cooling system
800 | Miscellaneous | Generator | Cooling System |  | 4630 | Liquid cooling system
810 | Multi-boiler/Multi-turbine | Generator | Cooling System |  | 4630 | Liquid cooling system
830 | Geothermal | Generator | Cooling System |  | 4630 | Liquid cooling system
850 | Combined Cycle Block | Generator | Cooling System |  | 4630 | Liquid cooling system
851 | CC GT units | Generator | Cooling System |  | 4630 | Liquid cooling system
852 | CC steam units | Generator | Cooling System |  | 4630 | Liquid cooling system
860 | Co-generator Block | Generator | Cooling System |  | 4630 | Liquid cooling system
861 | CoG GT units | Generator | Cooling System |  | 4630 | Liquid cooling system
862 | CoG steam units | Generator | Cooling System |  | 4630 | Liquid cooling system
100 | Fossil-Steam | Generator | Cooling System |  | 4640 | Seal oil system and seals
200 | Nuclear | Generator | Cooling System |  | 4640 | Seal oil system and seals
300 | Gas Turbine/Jet Engine (Simple Cycle Operation) | Generator | Cooling System |  | 4640 | Seal oil system and seals
400 | Internal Combustion/Reciprocating Engines | Generator | Cooling System |  | 4640 | Seal oil system and seals
500 | Pumped Storage/Hydro | Generator | Cooling System |  | 4640 | Seal oil system and seals
650 | Fluidized Bed | Generator | Cooling System |  | 4640 | Seal oil system and seals
800 | Miscellaneous | Generator | Cooling System |  | 4640 | Seal oil system and seals
810 | Multi-boiler/Multi-turbine | Generator | Cooling System |  | 4640 | Seal oil system and seals
830 | Geothermal | Generator | Cooling System |  | 4640 | Seal oil system and seals
850 | Combined Cycle Block | Generator | Cooling System |  | 4640 | Seal oil system and seals
851 | CC GT units | Generator | Cooling System |  | 4640 | Seal oil system and seals
852 | CC steam units | Generator | Cooling System |  | 4640 | Seal oil system and seals
860 | Co-generator Block | Generator | Cooling System |  | 4640 | Seal oil system and seals
861 | CoG GT units | Generator | Cooling System |  | 4640 | Seal oil system and seals
862 | CoG steam units | Generator | Cooling System |  | 4640 | Seal oil system and seals
100 | Fossil-Steam | Generator | Cooling System |  | 4650 | Other cooling system problems
200 | Nuclear | Generator | Cooling System |  | 4650 | Other cooling system problems
300 | Gas Turbine/Jet Engine (Simple Cycle Operation) | Generator | Cooling System |  | 4650 | Other cooling system problems
400 | Internal Combustion/Reciprocating Engines | Generator | Cooling System |  | 4650 | Other cooling system problems
500 | Pumped Storage/Hydro | Generator | Cooling System |  | 4650 | Other cooling system problems
650 | Fluidized Bed | Generator | Cooling System |  | 4650 | Other cooling system problems
800 | Miscellaneous | Generator | Cooling System |  | 4650 | Other cooling system problems
810 | Multi-boiler/Multi-turbine | Generator | Cooling System |  | 4650 | Other cooling system problems
830 | Geothermal | Generator | Cooling System |  | 4650 | Other cooling system problems
850 | Combined Cycle Block | Generator | Cooling System |  | 4650 | Other cooling system problems
851 | CC GT units | Generator | Cooling System |  | 4650 | Other cooling system problems
852 | CC steam units | Generator | Cooling System |  | 4650 | Other cooling system problems
860 | Co-generator Block | Generator | Cooling System |  | 4650 | Other cooling system problems
861 | CoG GT units | Generator | Cooling System |  | 4650 | Other cooling system problems
862 | CoG steam units | Generator | Cooling System |  | 4650 | Other cooling system problems
100 | Fossil-Steam | Generator | Controls |  | 4700 | Generator voltage control
200 | Nuclear | Generator | Controls |  | 4700 | Generator voltage control
300 | Gas Turbine/Jet Engine (Simple Cycle Operation) | Generator | Controls |  | 4700 | Generator voltage control
400 | Internal Combustion/Reciprocating Engines | Generator | Controls |  | 4700 | Generator voltage control
500 | Pumped Storage/Hydro | Generator | Controls |  | 4700 | Generator voltage control
650 | Fluidized Bed | Generator | Controls |  | 4700 | Generator voltage control
800 | Miscellaneous | Generator | Controls |  | 4700 | Generator voltage control
810 | Multi-boiler/Multi-turbine | Generator | Controls |  | 4700 | Generator voltage control
830 | Geothermal | Generator | Controls |  | 4700 | Generator voltage control
850 | Combined Cycle Block | Generator | Controls |  | 4700 | Generator voltage control
851 | CC GT units | Generator | Controls |  | 4700 | Generator voltage control
852 | CC steam units | Generator | Controls |  | 4700 | Generator voltage control
860 | Co-generator Block | Generator | Controls |  | 4700 | Generator voltage control
861 | CoG GT units | Generator | Controls |  | 4700 | Generator voltage control
862 | CoG steam units | Generator | Controls |  | 4700 | Generator voltage control
100 | Fossil-Steam | Generator | Controls |  | 4710 | Generator metering devices
200 | Nuclear | Generator | Controls |  | 4710 | Generator metering devices
300 | Gas Turbine/Jet Engine (Simple Cycle Operation) | Generator | Controls |  | 4710 | Generator metering devices
400 | Internal Combustion/Reciprocating Engines | Generator | Controls |  | 4710 | Generator metering devices
500 | Pumped Storage/Hydro | Generator | Controls |  | 4710 | Generator metering devices
650 | Fluidized Bed | Generator | Controls |  | 4710 | Generator metering devices
800 | Miscellaneous | Generator | Controls |  | 4710 | Generator metering devices
810 | Multi-boiler/Multi-turbine | Generator | Controls |  | 4710 | Generator metering devices
830 | Geothermal | Generator | Controls |  | 4710 | Generator metering devices
850 | Combined Cycle Block | Generator | Controls |  | 4710 | Generator metering devices
851 | CC GT units | Generator | Controls |  | 4710 | Generator metering devices
852 | CC steam units | Generator | Controls |  | 4710 | Generator metering devices
860 | Co-generator Block | Generator | Controls |  | 4710 | Generator metering devices
861 | CoG GT units | Generator | Controls |  | 4710 | Generator metering devices
862 | CoG steam units | Generator | Controls |  | 4710 | Generator metering devices
100 | Fossil-Steam | Generator | Controls |  | 4720 | Generator synchronization equipment
200 | Nuclear | Generator | Controls |  | 4720 | Generator synchronization equipment
300 | Gas Turbine/Jet Engine (Simple Cycle Operation) | Generator | Controls |  | 4720 | Generator synchronization equipment
400 | Internal Combustion/Reciprocating Engines | Generator | Controls |  | 4720 | Generator synchronization equipment
500 | Pumped Storage/Hydro | Generator | Controls |  | 4720 | Generator synchronization equipment
650 | Fluidized Bed | Generator | Controls |  | 4720 | Generator synchronization equipment
800 | Miscellaneous | Generator | Controls |  | 4720 | Generator synchronization equipment
810 | Multi-boiler/Multi-turbine | Generator | Controls |  | 4720 | Generator synchronization equipment
830 | Geothermal | Generator | Controls |  | 4720 | Generator synchronization equipment
850 | Combined Cycle Block | Generator | Controls |  | 4720 | Generator synchronization equipment
851 | CC GT units | Generator | Controls |  | 4720 | Generator synchronization equipment
852 | CC steam units | Generator | Controls |  | 4720 | Generator synchronization equipment
860 | Co-generator Block | Generator | Controls |  | 4720 | Generator synchronization equipment
861 | CoG GT units | Generator | Controls |  | 4720 | Generator synchronization equipment
862 | CoG steam units | Generator | Controls |  | 4720 | Generator synchronization equipment
100 | Fossil-Steam | Generator | Controls |  | 4730 | Generator current and potential transformers
200 | Nuclear | Generator | Controls |  | 4730 | Generator current and potential transformers
300 | Gas Turbine/Jet Engine (Simple Cycle Operation) | Generator | Controls |  | 4730 | Generator current and potential transformers
400 | Internal Combustion/Reciprocating Engines | Generator | Controls |  | 4730 | Generator current and potential transformers
500 | Pumped Storage/Hydro | Generator | Controls |  | 4730 | Generator current and potential transformers
650 | Fluidized Bed | Generator | Controls |  | 4730 | Generator current and potential transformers
800 | Miscellaneous | Generator | Controls |  | 4730 | Generator current and potential transformers
810 | Multi-boiler/Multi-turbine | Generator | Controls |  | 4730 | Generator current and potential transformers
830 | Geothermal | Generator | Controls |  | 4730 | Generator current and potential transformers
850 | Combined Cycle Block | Generator | Controls |  | 4730 | Generator current and potential transformers
851 | CC GT units | Generator | Controls |  | 4730 | Generator current and potential transformers
852 | CC steam units | Generator | Controls |  | 4730 | Generator current and potential transformers
860 | Co-generator Block | Generator | Controls |  | 4730 | Generator current and potential transformers
861 | CoG GT units | Generator | Controls |  | 4730 | Generator current and potential transformers
862 | CoG steam units | Generator | Controls |  | 4730 | Generator current and potential transformers
100 | Fossil-Steam | Generator | Controls |  | 4740 | Emergency generator trip devices
200 | Nuclear | Generator | Controls |  | 4740 | Emergency generator trip devices
300 | Gas Turbine/Jet Engine (Simple Cycle Operation) | Generator | Controls |  | 4740 | Emergency generator trip devices
400 | Internal Combustion/Reciprocating Engines | Generator | Controls |  | 4740 | Emergency generator trip devices
500 | Pumped Storage/Hydro | Generator | Controls |  | 4740 | Emergency generator trip devices
650 | Fluidized Bed | Generator | Controls |  | 4740 | Emergency generator trip devices
800 | Miscellaneous | Generator | Controls |  | 4740 | Emergency generator trip devices
810 | Multi-boiler/Multi-turbine | Generator | Controls |  | 4740 | Emergency generator trip devices
830 | Geothermal | Generator | Controls |  | 4740 | Emergency generator trip devices
850 | Combined Cycle Block | Generator | Controls |  | 4740 | Emergency generator trip devices
851 | CC GT units | Generator | Controls |  | 4740 | Emergency generator trip devices
852 | CC steam units | Generator | Controls |  | 4740 | Emergency generator trip devices
860 | Co-generator Block | Generator | Controls |  | 4740 | Emergency generator trip devices
861 | CoG GT units | Generator | Controls |  | 4740 | Emergency generator trip devices
862 | CoG steam units | Generator | Controls |  | 4740 | Emergency generator trip devices
100 | Fossil-Steam | Generator | Controls |  | 4741 | Frequency Trip (81 Relay)
200 | Nuclear | Generator | Controls |  | 4741 | Frequency Trip (81 Relay)
300 | Gas Turbine/Jet Engine (Simple Cycle Operation) | Generator | Controls |  | 4741 | Frequency Trip (81 Relay)
400 | Internal Combustion/Reciprocating Engines | Generator | Controls |  | 4741 | Frequency Trip (81 Relay)
500 | Pumped Storage/Hydro | Generator | Controls |  | 4741 | Frequency Trip (81 Relay)
650 | Fluidized Bed | Generator | Controls |  | 4741 | Frequency Trip (81 Relay)
800 | Miscellaneous | Generator | Controls |  | 4741 | Frequency Trip (81 Relay)
810 | Multi-boiler/Multi-turbine | Generator | Controls |  | 4741 | Frequency Trip (81 Relay)
830 | Geothermal | Generator | Controls |  | 4741 | Frequency Trip (81 Relay)
850 | Combined Cycle Block | Generator | Controls |  | 4741 | Frequency Trip (81 Relay)
851 | CC GT units | Generator | Controls |  | 4741 | Frequency Trip (81 Relay)
852 | CC steam units | Generator | Controls |  | 4741 | Frequency Trip (81 Relay)
860 | Co-generator Block | Generator | Controls |  | 4741 | Frequency Trip (81 Relay)
861 | CoG GT units | Generator | Controls |  | 4741 | Frequency Trip (81 Relay)
862 | CoG steam units | Generator | Controls |  | 4741 | Frequency Trip (81 Relay)
100 | Fossil-Steam | Generator | Controls |  | 4750 | Other generator controls and metering problems
200 | Nuclear | Generator | Controls |  | 4750 | Other generator controls and metering problems
300 | Gas Turbine/Jet Engine (Simple Cycle Operation) | Generator | Controls |  | 4750 | Other generator controls and metering problems
400 | Internal Combustion/Reciprocating Engines | Generator | Controls |  | 4750 | Other generator controls and metering problems
500 | Pumped Storage/Hydro | Generator | Controls |  | 4750 | Other generator controls and metering problems
650 | Fluidized Bed | Generator | Controls |  | 4750 | Other generator controls and metering problems
800 | Miscellaneous | Generator | Controls |  | 4750 | Other generator controls and metering problems
810 | Multi-boiler/Multi-turbine | Generator | Controls |  | 4750 | Other generator controls and metering problems
830 | Geothermal | Generator | Controls |  | 4750 | Other generator controls and metering problems
850 | Combined Cycle Block | Generator | Controls |  | 4750 | Other generator controls and metering problems
851 | CC GT units | Generator | Controls |  | 4750 | Other generator controls and metering problems
852 | CC steam units | Generator | Controls |  | 4750 | Other generator controls and metering problems
860 | Co-generator Block | Generator | Controls |  | 4750 | Other generator controls and metering problems
861 | CoG GT units | Generator | Controls |  | 4750 | Other generator controls and metering problems
862 | CoG steam units | Generator | Controls |  | 4750 | Other generator controls and metering problems
100 | Fossil-Steam | Generator | Miscellaneous (Generator) |  | 4800 | Generator main leads
200 | Nuclear | Generator | Miscellaneous (Generator) |  | 4800 | Generator main leads
300 | Gas Turbine/Jet Engine (Simple Cycle Operation) | Generator | Miscellaneous (Generator) |  | 4800 | Generator main leads
400 | Internal Combustion/Reciprocating Engines | Generator | Miscellaneous (Generator) |  | 4800 | Generator main leads
500 | Pumped Storage/Hydro | Generator | Miscellaneous (Generator) |  | 4800 | Generator main leads
650 | Fluidized Bed | Generator | Miscellaneous (Generator) |  | 4800 | Generator main leads
800 | Miscellaneous | Generator | Miscellaneous (Generator) |  | 4800 | Generator main leads
810 | Multi-boiler/Multi-turbine | Generator | Miscellaneous (Generator) |  | 4800 | Generator main leads
830 | Geothermal | Generator | Miscellaneous (Generator) |  | 4800 | Generator main leads
850 | Combined Cycle Block | Generator | Miscellaneous (Generator) |  | 4800 | Generator main leads
851 | CC GT units | Generator | Miscellaneous (Generator) |  | 4800 | Generator main leads
852 | CC steam units | Generator | Miscellaneous (Generator) |  | 4800 | Generator main leads
860 | Co-generator Block | Generator | Miscellaneous (Generator) |  | 4800 | Generator main leads
861 | CoG GT units | Generator | Miscellaneous (Generator) |  | 4800 | Generator main leads
862 | CoG steam units | Generator | Miscellaneous (Generator) |  | 4800 | Generator main leads
100 | Fossil-Steam | Generator | Miscellaneous (Generator) |  | 4805 | Generator Bus Duct Cooling System
200 | Nuclear | Generator | Miscellaneous (Generator) |  | 4805 | Generator Bus Duct Cooling System
300 | Gas Turbine/Jet Engine (Simple Cycle Operation) | Generator | Miscellaneous (Generator) |  | 4805 | Generator Bus Duct Cooling System
400 | Internal Combustion/Reciprocating Engines | Generator | Miscellaneous (Generator) |  | 4805 | Generator Bus Duct Cooling System
500 | Pumped Storage/Hydro | Generator | Miscellaneous (Generator) |  | 4805 | Generator Bus Duct Cooling System
650 | Fluidized Bed | Generator | Miscellaneous (Generator) |  | 4805 | Generator Bus Duct Cooling System
800 | Miscellaneous | Generator | Miscellaneous (Generator) |  | 4805 | Generator Bus Duct Cooling System
810 | Multi-boiler/Multi-turbine | Generator | Miscellaneous (Generator) |  | 4805 | Generator Bus Duct Cooling System
830 | Geothermal | Generator | Miscellaneous (Generator) |  | 4805 | Generator Bus Duct Cooling System
850 | Combined Cycle Block | Generator | Miscellaneous (Generator) |  | 4805 | Generator Bus Duct Cooling System
851 | CC GT units | Generator | Miscellaneous (Generator) |  | 4805 | Generator Bus Duct Cooling System
852 | CC steam units | Generator | Miscellaneous (Generator) |  | 4805 | Generator Bus Duct Cooling System
860 | Co-generator Block | Generator | Miscellaneous (Generator) |  | 4805 | Generator Bus Duct Cooling System
861 | CoG GT units | Generator | Miscellaneous (Generator) |  | 4805 | Generator Bus Duct Cooling System
862 | CoG steam units | Generator | Miscellaneous (Generator) |  | 4805 | Generator Bus Duct Cooling System
100 | Fossil-Steam | Generator | Miscellaneous (Generator) |  | 4810 | Generator output breaker
200 | Nuclear | Generator | Miscellaneous (Generator) |  | 4810 | Generator output breaker
300 | Gas Turbine/Jet Engine (Simple Cycle Operation) | Generator | Miscellaneous (Generator) |  | 4810 | Generator output breaker
400 | Internal Combustion/Reciprocating Engines | Generator | Miscellaneous (Generator) |  | 4810 | Generator output breaker
500 | Pumped Storage/Hydro | Generator | Miscellaneous (Generator) |  | 4810 | Generator output breaker
650 | Fluidized Bed | Generator | Miscellaneous (Generator) |  | 4810 | Generator output breaker
800 | Miscellaneous | Generator | Miscellaneous (Generator) |  | 4810 | Generator output breaker
810 | Multi-boiler/Multi-turbine | Generator | Miscellaneous (Generator) |  | 4810 | Generator output breaker
830 | Geothermal | Generator | Miscellaneous (Generator) |  | 4810 | Generator output breaker
850 | Combined Cycle Block | Generator | Miscellaneous (Generator) |  | 4810 | Generator output breaker
851 | CC GT units | Generator | Miscellaneous (Generator) |  | 4810 | Generator output breaker
852 | CC steam units | Generator | Miscellaneous (Generator) |  | 4810 | Generator output breaker
860 | Co-generator Block | Generator | Miscellaneous (Generator) |  | 4810 | Generator output breaker
861 | CoG GT units | Generator | Miscellaneous (Generator) |  | 4810 | Generator output breaker
862 | CoG steam units | Generator | Miscellaneous (Generator) |  | 4810 | Generator output breaker
100 | Fossil-Steam | Generator | Miscellaneous (Generator) |  | 4830 | Major generator overhaul (720 hours or longer) (use for non-specific overhaul only; see page B-CCGT-2)
200 | Nuclear | Generator | Miscellaneous (Generator) |  | 4830 | Major generator overhaul (720 hours or longer) (use for non-specific overhaul only; see page B-CCGT-2)
300 | Gas Turbine/Jet Engine (Simple Cycle Operation) | Generator | Miscellaneous (Generator) |  | 4830 | Major generator overhaul (720 hours or longer) (use for non-specific overhaul only; see page B-CCGT-2)
400 | Internal Combustion/Reciprocating Engines | Generator | Miscellaneous (Generator) |  | 4830 | Major generator overhaul (720 hours or longer) (use for non-specific overhaul only; see page B-CCGT-2)
500 | Pumped Storage/Hydro | Generator | Miscellaneous (Generator) |  | 4830 | Major generator overhaul (720 hours or longer) (use for non-specific overhaul only; see page B-CCGT-2)
650 | Fluidized Bed | Generator | Miscellaneous (Generator) |  | 4830 | Major generator overhaul (720 hours or longer) (use for non-specific overhaul only; see page B-CCGT-2)
800 | Miscellaneous | Generator | Miscellaneous (Generator) |  | 4830 | Major generator overhaul (720 hours or longer) (use for non-specific overhaul only; see page B-CCGT-2)
810 | Multi-boiler/Multi-turbine | Generator | Miscellaneous (Generator) |  | 4830 | Major generator overhaul (720 hours or longer) (use for non-specific overhaul only; see page B-CCGT-2)
830 | Geothermal | Generator | Miscellaneous (Generator) |  | 4830 | Major generator overhaul (720 hours or longer) (use for non-specific overhaul only; see page B-CCGT-2)
850 | Combined Cycle Block | Generator | Miscellaneous (Generator) |  | 4830 | Major generator overhaul (720 hours or longer) (use for non-specific overhaul only; see page B-CCGT-2)
851 | CC GT units | Generator | Miscellaneous (Generator) |  | 4830 | Major generator overhaul (720 hours or longer) (use for non-specific overhaul only; see page B-CCGT-2)
852 | CC steam units | Generator | Miscellaneous (Generator) |  | 4830 | Major generator overhaul (720 hours or longer) (use for non-specific overhaul only; see page B-CCGT-2)
860 | Co-generator Block | Generator | Miscellaneous (Generator) |  | 4830 | Major generator overhaul (720 hours or longer) (use for non-specific overhaul only; see page B-CCGT-2)
861 | CoG GT units | Generator | Miscellaneous (Generator) |  | 4830 | Major generator overhaul (720 hours or longer) (use for non-specific overhaul only; see page B-CCGT-2)
862 | CoG steam units | Generator | Miscellaneous (Generator) |  | 4830 | Major generator overhaul (720 hours or longer) (use for non-specific overhaul only; see page B-CCGT-2)
100 | Fossil-Steam | Generator | Miscellaneous (Generator) |  | 4831 | Minor generator overhaul (less than 720 hours) (use for non-specific overhaul only; see page B-CCGT-2)
200 | Nuclear | Generator | Miscellaneous (Generator) |  | 4831 | Minor generator overhaul (less than 720 hours) (use for non-specific overhaul only; see page B-CCGT-2)
300 | Gas Turbine/Jet Engine (Simple Cycle Operation) | Generator | Miscellaneous (Generator) |  | 4831 | Minor generator overhaul (less than 720 hours) (use for non-specific overhaul only; see page B-CCGT-2)
400 | Internal Combustion/Reciprocating Engines | Generator | Miscellaneous (Generator) |  | 4831 | Minor generator overhaul (less than 720 hours) (use for non-specific overhaul only; see page B-CCGT-2)
500 | Pumped Storage/Hydro | Generator | Miscellaneous (Generator) |  | 4831 | Minor generator overhaul (less than 720 hours) (use for non-specific overhaul only; see page B-CCGT-2)
650 | Fluidized Bed | Generator | Miscellaneous (Generator) |  | 4831 | Minor generator overhaul (less than 720 hours) (use for non-specific overhaul only; see page B-CCGT-2)
800 | Miscellaneous | Generator | Miscellaneous (Generator) |  | 4831 | Minor generator overhaul (less than 720 hours) (use for non-specific overhaul only; see page B-CCGT-2)
810 | Multi-boiler/Multi-turbine | Generator | Miscellaneous (Generator) |  | 4831 | Minor generator overhaul (less than 720 hours) (use for non-specific overhaul only; see page B-CCGT-2)
830 | Geothermal | Generator | Miscellaneous (Generator) |  | 4831 | Minor generator overhaul (less than 720 hours) (use for non-specific overhaul only; see page B-CCGT-2)
850 | Combined Cycle Block | Generator | Miscellaneous (Generator) |  | 4831 | Minor generator overhaul (less than 720 hours) (use for non-specific overhaul only; see page B-CCGT-2)
851 | CC GT units | Generator | Miscellaneous (Generator) |  | 4831 | Minor generator overhaul (less than 720 hours) (use for non-specific overhaul only; see page B-CCGT-2)
852 | CC steam units | Generator | Miscellaneous (Generator) |  | 4831 | Minor generator overhaul (less than 720 hours) (use for non-specific overhaul only; see page B-CCGT-2)
860 | Co-generator Block | Generator | Miscellaneous (Generator) |  | 4831 | Minor generator overhaul (less than 720 hours) (use for non-specific overhaul only; see page B-CCGT-2)
861 | CoG GT units | Generator | Miscellaneous (Generator) |  | 4831 | Minor generator overhaul (less than 720 hours) (use for non-specific overhaul only; see page B-CCGT-2)
862 | CoG steam units | Generator | Miscellaneous (Generator) |  | 4831 | Minor generator overhaul (less than 720 hours) (use for non-specific overhaul only; see page B-CCGT-2)
100 | Fossil-Steam | Generator | Miscellaneous (Generator) |  | 4840 | Inspection
200 | Nuclear | Generator | Miscellaneous (Generator) |  | 4840 | Inspection
300 | Gas Turbine/Jet Engine (Simple Cycle Operation) | Generator | Miscellaneous (Generator) |  | 4840 | Inspection
400 | Internal Combustion/Reciprocating Engines | Generator | Miscellaneous (Generator) |  | 4840 | Inspection
500 | Pumped Storage/Hydro | Generator | Miscellaneous (Generator) |  | 4840 | Inspection
650 | Fluidized Bed | Generator | Miscellaneous (Generator) |  | 4840 | Inspection
800 | Miscellaneous | Generator | Miscellaneous (Generator) |  | 4840 | Inspection
810 | Multi-boiler/Multi-turbine | Generator | Miscellaneous (Generator) |  | 4840 | Inspection
830 | Geothermal | Generator | Miscellaneous (Generator) |  | 4840 | Inspection
850 | Combined Cycle Block | Generator | Miscellaneous (Generator) |  | 4840 | Inspection
851 | CC GT units | Generator | Miscellaneous (Generator) |  | 4840 | Inspection
852 | CC steam units | Generator | Miscellaneous (Generator) |  | 4840 | Inspection
860 | Co-generator Block | Generator | Miscellaneous (Generator) |  | 4840 | Inspection
861 | CoG GT units | Generator | Miscellaneous (Generator) |  | 4840 | Inspection
862 | CoG steam units | Generator | Miscellaneous (Generator) |  | 4840 | Inspection
100 | Fossil-Steam | Generator | Miscellaneous (Generator) |  | 4841 | Generator doble testing
200 | Nuclear | Generator | Miscellaneous (Generator) |  | 4841 | Generator doble testing
300 | Gas Turbine/Jet Engine (Simple Cycle Operation) | Generator | Miscellaneous (Generator) |  | 4841 | Generator doble testing
400 | Internal Combustion/Reciprocating Engines | Generator | Miscellaneous (Generator) |  | 4841 | Generator doble testing
500 | Pumped Storage/Hydro | Generator | Miscellaneous (Generator) |  | 4841 | Generator doble testing
650 | Fluidized Bed | Generator | Miscellaneous (Generator) |  | 4841 | Generator doble testing
800 | Miscellaneous | Generator | Miscellaneous (Generator) |  | 4841 | Generator doble testing
810 | Multi-boiler/Multi-turbine | Generator | Miscellaneous (Generator) |  | 4841 | Generator doble testing
830 | Geothermal | Generator | Miscellaneous (Generator) |  | 4841 | Generator doble testing
850 | Combined Cycle Block | Generator | Miscellaneous (Generator) |  | 4841 | Generator doble testing
851 | CC GT units | Generator | Miscellaneous (Generator) |  | 4841 | Generator doble testing
852 | CC steam units | Generator | Miscellaneous (Generator) |  | 4841 | Generator doble testing
860 | Co-generator Block | Generator | Miscellaneous (Generator) |  | 4841 | Generator doble testing
861 | CoG GT units | Generator | Miscellaneous (Generator) |  | 4841 | Generator doble testing
862 | CoG steam units | Generator | Miscellaneous (Generator) |  | 4841 | Generator doble testing
100 | Fossil-Steam | Generator | Miscellaneous (Generator) |  | 4842 | Reactive and capability testing
200 | Nuclear | Generator | Miscellaneous (Generator) |  | 4842 | Reactive and capability testing
300 | Gas Turbine/Jet Engine (Simple Cycle Operation) | Generator | Miscellaneous (Generator) |  | 4842 | Reactive and capability testing
400 | Internal Combustion/Reciprocating Engines | Generator | Miscellaneous (Generator) |  | 4842 | Reactive and capability testing
500 | Pumped Storage/Hydro | Generator | Miscellaneous (Generator) |  | 4842 | Reactive and capability testing
650 | Fluidized Bed | Generator | Miscellaneous (Generator) |  | 4842 | Reactive and capability testing
800 | Miscellaneous | Generator | Miscellaneous (Generator) |  | 4842 | Reactive and capability testing
810 | Multi-boiler/Multi-turbine | Generator | Miscellaneous (Generator) |  | 4842 | Reactive and capability testing
830 | Geothermal | Generator | Miscellaneous (Generator) |  | 4842 | Reactive and capability testing
850 | Combined Cycle Block | Generator | Miscellaneous (Generator) |  | 4842 | Reactive and capability testing
851 | CC GT units | Generator | Miscellaneous (Generator) |  | 4842 | Reactive and capability testing
852 | CC steam units | Generator | Miscellaneous (Generator) |  | 4842 | Reactive and capability testing
860 | Co-generator Block | Generator | Miscellaneous (Generator) |  | 4842 | Reactive and capability testing
861 | CoG GT units | Generator | Miscellaneous (Generator) |  | 4842 | Reactive and capability testing
862 | CoG steam units | Generator | Miscellaneous (Generator) |  | 4842 | Reactive and capability testing
100 | Fossil-Steam | Generator | Miscellaneous (Generator) |  | 4850 | Core monitor alarm
200 | Nuclear | Generator | Miscellaneous (Generator) |  | 4850 | Core monitor alarm
300 | Gas Turbine/Jet Engine (Simple Cycle Operation) | Generator | Miscellaneous (Generator) |  | 4850 | Core monitor alarm
400 | Internal Combustion/Reciprocating Engines | Generator | Miscellaneous (Generator) |  | 4850 | Core monitor alarm
500 | Pumped Storage/Hydro | Generator | Miscellaneous (Generator) |  | 4850 | Core monitor alarm
650 | Fluidized Bed | Generator | Miscellaneous (Generator) |  | 4850 | Core monitor alarm
800 | Miscellaneous | Generator | Miscellaneous (Generator) |  | 4850 | Core monitor alarm
810 | Multi-boiler/Multi-turbine | Generator | Miscellaneous (Generator) |  | 4850 | Core monitor alarm
830 | Geothermal | Generator | Miscellaneous (Generator) |  | 4850 | Core monitor alarm
850 | Combined Cycle Block | Generator | Miscellaneous (Generator) |  | 4850 | Core monitor alarm
851 | CC GT units | Generator | Miscellaneous (Generator) |  | 4850 | Core monitor alarm
852 | CC steam units | Generator | Miscellaneous (Generator) |  | 4850 | Core monitor alarm
860 | Co-generator Block | Generator | Miscellaneous (Generator) |  | 4850 | Core monitor alarm
861 | CoG GT units | Generator | Miscellaneous (Generator) |  | 4850 | Core monitor alarm
862 | CoG steam units | Generator | Miscellaneous (Generator) |  | 4850 | Core monitor alarm
100 | Fossil-Steam | Generator | Miscellaneous (Generator) |  | 4860 | Generator neutral grounding equipment
200 | Nuclear | Generator | Miscellaneous (Generator) |  | 4860 | Generator neutral grounding equipment
300 | Gas Turbine/Jet Engine (Simple Cycle Operation) | Generator | Miscellaneous (Generator) |  | 4860 | Generator neutral grounding equipment
400 | Internal Combustion/Reciprocating Engines | Generator | Miscellaneous (Generator) |  | 4860 | Generator neutral grounding equipment
500 | Pumped Storage/Hydro | Generator | Miscellaneous (Generator) |  | 4860 | Generator neutral grounding equipment
650 | Fluidized Bed | Generator | Miscellaneous (Generator) |  | 4860 | Generator neutral grounding equipment
800 | Miscellaneous | Generator | Miscellaneous (Generator) |  | 4860 | Generator neutral grounding equipment
810 | Multi-boiler/Multi-turbine | Generator | Miscellaneous (Generator) |  | 4860 | Generator neutral grounding equipment
830 | Geothermal | Generator | Miscellaneous (Generator) |  | 4860 | Generator neutral grounding equipment
850 | Combined Cycle Block | Generator | Miscellaneous (Generator) |  | 4860 | Generator neutral grounding equipment
851 | CC GT units | Generator | Miscellaneous (Generator) |  | 4860 | Generator neutral grounding equipment
852 | CC steam units | Generator | Miscellaneous (Generator) |  | 4860 | Generator neutral grounding equipment
860 | Co-generator Block | Generator | Miscellaneous (Generator) |  | 4860 | Generator neutral grounding equipment
861 | CoG GT units | Generator | Miscellaneous (Generator) |  | 4860 | Generator neutral grounding equipment
862 | CoG steam units | Generator | Miscellaneous (Generator) |  | 4860 | Generator neutral grounding equipment
100 | Fossil-Steam | Generator | Miscellaneous (Generator) |  | 4899 | Other miscellaneous generator problems
200 | Nuclear | Generator | Miscellaneous (Generator) |  | 4899 | Other miscellaneous generator problems
300 | Gas Turbine/Jet Engine (Simple Cycle Operation) | Generator | Miscellaneous (Generator) |  | 4899 | Other miscellaneous generator problems
400 | Internal Combustion/Reciprocating Engines | Generator | Miscellaneous (Generator) |  | 4899 | Other miscellaneous generator problems
500 | Pumped Storage/Hydro | Generator | Miscellaneous (Generator) |  | 4899 | Other miscellaneous generator problems
650 | Fluidized Bed | Generator | Miscellaneous (Generator) |  | 4899 | Other miscellaneous generator problems
800 | Miscellaneous | Generator | Miscellaneous (Generator) |  | 4899 | Other miscellaneous generator problems
810 | Multi-boiler/Multi-turbine | Generator | Miscellaneous (Generator) |  | 4899 | Other miscellaneous generator problems
830 | Geothermal | Generator | Miscellaneous (Generator) |  | 4899 | Other miscellaneous generator problems
850 | Combined Cycle Block | Generator | Miscellaneous (Generator) |  | 4899 | Other miscellaneous generator problems
851 | CC GT units | Generator | Miscellaneous (Generator) |  | 4899 | Other miscellaneous generator problems
852 | CC steam units | Generator | Miscellaneous (Generator) |  | 4899 | Other miscellaneous generator problems
860 | Co-generator Block | Generator | Miscellaneous (Generator) |  | 4899 | Other miscellaneous generator problems
861 | CoG GT units | Generator | Miscellaneous (Generator) |  | 4899 | Other miscellaneous generator problems
862 | CoG steam units | Generator | Miscellaneous (Generator) |  | 4899 | Other miscellaneous generator problems
300 | Gas Turbine/Jet Engine (Simple Cycle Operation) | Gas Turbine | Inlet Air System and Compressors | Ducts and Filters | 5000 | Inlet air ducts
800 | Miscellaneous | Gas Turbine | Inlet Air System and Compressors | Ducts and Filters | 5000 | Inlet air ducts
810 | Multi-boiler/Multi-turbine | Gas Turbine | Inlet Air System and Compressors | Ducts and Filters | 5000 | Inlet air ducts
850 | Combined Cycle Block | Gas Turbine | Inlet Air System and Compressors | Ducts and Filters | 5000 | Inlet air ducts
851 | CC GT units | Gas Turbine | Inlet Air System and Compressors | Ducts and Filters | 5000 | Inlet air ducts
852 | CC steam units | Gas Turbine | Inlet Air System and Compressors | Ducts and Filters | 5000 | Inlet air ducts
860 | Co-generator Block | Gas Turbine | Inlet Air System and Compressors | Ducts and Filters | 5000 | Inlet air ducts
861 | CoG GT units | Gas Turbine | Inlet Air System and Compressors | Ducts and Filters | 5000 | Inlet air ducts
862 | CoG steam units | Gas Turbine | Inlet Air System and Compressors | Ducts and Filters | 5000 | Inlet air ducts
300 | Gas Turbine/Jet Engine (Simple Cycle Operation) | Gas Turbine | Inlet Air System and Compressors | Ducts and Filters | 5001 | Inlet air vanes/nozzles
800 | Miscellaneous | Gas Turbine | Inlet Air System and Compressors | Ducts and Filters | 5001 | Inlet air vanes/nozzles
810 | Multi-boiler/Multi-turbine | Gas Turbine | Inlet Air System and Compressors | Ducts and Filters | 5001 | Inlet air vanes/nozzles
850 | Combined Cycle Block | Gas Turbine | Inlet Air System and Compressors | Ducts and Filters | 5001 | Inlet air vanes/nozzles
851 | CC GT units | Gas Turbine | Inlet Air System and Compressors | Ducts and Filters | 5001 | Inlet air vanes/nozzles
852 | CC steam units | Gas Turbine | Inlet Air System and Compressors | Ducts and Filters | 5001 | Inlet air vanes/nozzles
860 | Co-generator Block | Gas Turbine | Inlet Air System and Compressors | Ducts and Filters | 5001 | Inlet air vanes/nozzles
861 | CoG GT units | Gas Turbine | Inlet Air System and Compressors | Ducts and Filters | 5001 | Inlet air vanes/nozzles
862 | CoG steam units | Gas Turbine | Inlet Air System and Compressors | Ducts and Filters | 5001 | Inlet air vanes/nozzles
300 | Gas Turbine/Jet Engine (Simple Cycle Operation) | Gas Turbine | Inlet Air System and Compressors | Ducts and Filters | 5002 | Inlet air filters
800 | Miscellaneous | Gas Turbine | Inlet Air System and Compressors | Ducts and Filters | 5002 | Inlet air filters
810 | Multi-boiler/Multi-turbine | Gas Turbine | Inlet Air System and Compressors | Ducts and Filters | 5002 | Inlet air filters
850 | Combined Cycle Block | Gas Turbine | Inlet Air System and Compressors | Ducts and Filters | 5002 | Inlet air filters
851 | CC GT units | Gas Turbine | Inlet Air System and Compressors | Ducts and Filters | 5002 | Inlet air filters
852 | CC steam units | Gas Turbine | Inlet Air System and Compressors | Ducts and Filters | 5002 | Inlet air filters
860 | Co-generator Block | Gas Turbine | Inlet Air System and Compressors | Ducts and Filters | 5002 | Inlet air filters
861 | CoG GT units | Gas Turbine | Inlet Air System and Compressors | Ducts and Filters | 5002 | Inlet air filters
862 | CoG steam units | Gas Turbine | Inlet Air System and Compressors | Ducts and Filters | 5002 | Inlet air filters
300 | Gas Turbine/Jet Engine (Simple Cycle Operation) | Gas Turbine | Inlet Air System and Compressors | Ducts and Filters | 5003 | Inlet cone
800 | Miscellaneous | Gas Turbine | Inlet Air System and Compressors | Ducts and Filters | 5003 | Inlet cone
810 | Multi-boiler/Multi-turbine | Gas Turbine | Inlet Air System and Compressors | Ducts and Filters | 5003 | Inlet cone
850 | Combined Cycle Block | Gas Turbine | Inlet Air System and Compressors | Ducts and Filters | 5003 | Inlet cone
851 | CC GT units | Gas Turbine | Inlet Air System and Compressors | Ducts and Filters | 5003 | Inlet cone
852 | CC steam units | Gas Turbine | Inlet Air System and Compressors | Ducts and Filters | 5003 | Inlet cone
860 | Co-generator Block | Gas Turbine | Inlet Air System and Compressors | Ducts and Filters | 5003 | Inlet cone
861 | CoG GT units | Gas Turbine | Inlet Air System and Compressors | Ducts and Filters | 5003 | Inlet cone
862 | CoG steam units | Gas Turbine | Inlet Air System and Compressors | Ducts and Filters | 5003 | Inlet cone
300 | Gas Turbine/Jet Engine (Simple Cycle Operation) | Gas Turbine | Inlet Air System and Compressors | Ducts and Filters | 5004 | Inlet air chillers
850 | Combined Cycle Block | Gas Turbine | Inlet Air System and Compressors | Ducts and Filters | 5004 | Inlet air chillers
851 | CC GT units | Gas Turbine | Inlet Air System and Compressors | Ducts and Filters | 5004 | Inlet air chillers
852 | CC steam units | Gas Turbine | Inlet Air System and Compressors | Ducts and Filters | 5004 | Inlet air chillers
860 | Co-generator Block | Gas Turbine | Inlet Air System and Compressors | Ducts and Filters | 5004 | Inlet air chillers
861 | CoG GT units | Gas Turbine | Inlet Air System and Compressors | Ducts and Filters | 5004 | Inlet air chillers
862 | CoG steam units | Gas Turbine | Inlet Air System and Compressors | Ducts and Filters | 5004 | Inlet air chillers
300 | Gas Turbine/Jet Engine (Simple Cycle Operation) | Gas Turbine | Inlet Air System and Compressors | Ducts and Filters | 5005 | Inlet air evaporative coolers
850 | Combined Cycle Block | Gas Turbine | Inlet Air System and Compressors | Ducts and Filters | 5005 | Inlet air evaporative coolers
851 | CC GT units | Gas Turbine | Inlet Air System and Compressors | Ducts and Filters | 5005 | Inlet air evaporative coolers
852 | CC steam units | Gas Turbine | Inlet Air System and Compressors | Ducts and Filters | 5005 | Inlet air evaporative coolers
860 | Co-generator Block | Gas Turbine | Inlet Air System and Compressors | Ducts and Filters | 5005 | Inlet air evaporative coolers
861 | CoG GT units | Gas Turbine | Inlet Air System and Compressors | Ducts and Filters | 5005 | Inlet air evaporative coolers
862 | CoG steam units | Gas Turbine | Inlet Air System and Compressors | Ducts and Filters | 5005 | Inlet air evaporative coolers
300 | Gas Turbine/Jet Engine (Simple Cycle Operation) | Gas Turbine | Inlet Air System and Compressors | Ducts and Filters | 5006 | Inlet air foggers
850 | Combined Cycle Block | Gas Turbine | Inlet Air System and Compressors | Ducts and Filters | 5006 | Inlet air foggers
851 | CC GT units | Gas Turbine | Inlet Air System and Compressors | Ducts and Filters | 5006 | Inlet air foggers
852 | CC steam units | Gas Turbine | Inlet Air System and Compressors | Ducts and Filters | 5006 | Inlet air foggers
860 | Co-generator Block | Gas Turbine | Inlet Air System and Compressors | Ducts and Filters | 5006 | Inlet air foggers
861 | CoG GT units | Gas Turbine | Inlet Air System and Compressors | Ducts and Filters | 5006 | Inlet air foggers
862 | CoG steam units | Gas Turbine | Inlet Air System and Compressors | Ducts and Filters | 5006 | Inlet air foggers
300 | Gas Turbine/Jet Engine (Simple Cycle Operation) | Gas Turbine | Inlet Air System and Compressors | Ducts and Filters | 5009 | Other inlet air problems
800 | Miscellaneous | Gas Turbine | Inlet Air System and Compressors | Ducts and Filters | 5009 | Other inlet air problems
810 | Multi-boiler/Multi-turbine | Gas Turbine | Inlet Air System and Compressors | Ducts and Filters | 5009 | Other inlet air problems
850 | Combined Cycle Block | Gas Turbine | Inlet Air System and Compressors | Ducts and Filters | 5009 | Other inlet air problems
851 | CC GT units | Gas Turbine | Inlet Air System and Compressors | Ducts and Filters | 5009 | Other inlet air problems
852 | CC steam units | Gas Turbine | Inlet Air System and Compressors | Ducts and Filters | 5009 | Other inlet air problems
860 | Co-generator Block | Gas Turbine | Inlet Air System and Compressors | Ducts and Filters | 5009 | Other inlet air problems
861 | CoG GT units | Gas Turbine | Inlet Air System and Compressors | Ducts and Filters | 5009 | Other inlet air problems
862 | CoG steam units | Gas Turbine | Inlet Air System and Compressors | Ducts and Filters | 5009 | Other inlet air problems
300 | Gas Turbine/Jet Engine (Simple Cycle Operation) | Gas Turbine | Inlet Air System and Compressors | Compressors | 5010 | High pressure shaft
800 | Miscellaneous | Gas Turbine | Inlet Air System and Compressors | Compressors | 5010 | High pressure shaft
810 | Multi-boiler/Multi-turbine | Gas Turbine | Inlet Air System and Compressors | Compressors | 5010 | High pressure shaft
850 | Combined Cycle Block | Gas Turbine | Inlet Air System and Compressors | Compressors | 5010 | High pressure shaft
851 | CC GT units | Gas Turbine | Inlet Air System and Compressors | Compressors | 5010 | High pressure shaft
852 | CC steam units | Gas Turbine | Inlet Air System and Compressors | Compressors | 5010 | High pressure shaft
860 | Co-generator Block | Gas Turbine | Inlet Air System and Compressors | Compressors | 5010 | High pressure shaft
861 | CoG GT units | Gas Turbine | Inlet Air System and Compressors | Compressors | 5010 | High pressure shaft
862 | CoG steam units | Gas Turbine | Inlet Air System and Compressors | Compressors | 5010 | High pressure shaft
300 | Gas Turbine/Jet Engine (Simple Cycle Operation) | Gas Turbine | Inlet Air System and Compressors | Compressors | 5011 | High pressure bearings
800 | Miscellaneous | Gas Turbine | Inlet Air System and Compressors | Compressors | 5011 | High pressure bearings
810 | Multi-boiler/Multi-turbine | Gas Turbine | Inlet Air System and Compressors | Compressors | 5011 | High pressure bearings
850 | Combined Cycle Block | Gas Turbine | Inlet Air System and Compressors | Compressors | 5011 | High pressure bearings
851 | CC GT units | Gas Turbine | Inlet Air System and Compressors | Compressors | 5011 | High pressure bearings
852 | CC steam units | Gas Turbine | Inlet Air System and Compressors | Compressors | 5011 | High pressure bearings
860 | Co-generator Block | Gas Turbine | Inlet Air System and Compressors | Compressors | 5011 | High pressure bearings
861 | CoG GT units | Gas Turbine | Inlet Air System and Compressors | Compressors | 5011 | High pressure bearings
862 | CoG steam units | Gas Turbine | Inlet Air System and Compressors | Compressors | 5011 | High pressure bearings
300 | Gas Turbine/Jet Engine (Simple Cycle Operation) | Gas Turbine | Inlet Air System and Compressors | Compressors | 5012 | High pressure blades/buckets
800 | Miscellaneous | Gas Turbine | Inlet Air System and Compressors | Compressors | 5012 | High pressure blades/buckets
810 | Multi-boiler/Multi-turbine | Gas Turbine | Inlet Air System and Compressors | Compressors | 5012 | High pressure blades/buckets
850 | Combined Cycle Block | Gas Turbine | Inlet Air System and Compressors | Compressors | 5012 | High pressure blades/buckets
851 | CC GT units | Gas Turbine | Inlet Air System and Compressors | Compressors | 5012 | High pressure blades/buckets
852 | CC steam units | Gas Turbine | Inlet Air System and Compressors | Compressors | 5012 | High pressure blades/buckets
860 | Co-generator Block | Gas Turbine | Inlet Air System and Compressors | Compressors | 5012 | High pressure blades/buckets
861 | CoG GT units | Gas Turbine | Inlet Air System and Compressors | Compressors | 5012 | High pressure blades/buckets
862 | CoG steam units | Gas Turbine | Inlet Air System and Compressors | Compressors | 5012 | High pressure blades/buckets
300 | Gas Turbine/Jet Engine (Simple Cycle Operation) | Gas Turbine | Inlet Air System and Compressors | Compressors | 5013 | Compressor casing and bolts
800 | Miscellaneous | Gas Turbine | Inlet Air System and Compressors | Compressors | 5013 | Compressor casing and bolts
810 | Multi-boiler/Multi-turbine | Gas Turbine | Inlet Air System and Compressors | Compressors | 5013 | Compressor casing and bolts
850 | Combined Cycle Block | Gas Turbine | Inlet Air System and Compressors | Compressors | 5013 | Compressor casing and bolts
851 | CC GT units | Gas Turbine | Inlet Air System and Compressors | Compressors | 5013 | Compressor casing and bolts
852 | CC steam units | Gas Turbine | Inlet Air System and Compressors | Compressors | 5013 | Compressor casing and bolts
860 | Co-generator Block | Gas Turbine | Inlet Air System and Compressors | Compressors | 5013 | Compressor casing and bolts
861 | CoG GT units | Gas Turbine | Inlet Air System and Compressors | Compressors | 5013 | Compressor casing and bolts
862 | CoG steam units | Gas Turbine | Inlet Air System and Compressors | Compressors | 5013 | Compressor casing and bolts
300 | Gas Turbine/Jet Engine (Simple Cycle Operation) | Gas Turbine | Inlet Air System and Compressors | Compressors | 5014 | Compressor diaphragms
800 | Miscellaneous | Gas Turbine | Inlet Air System and Compressors | Compressors | 5014 | Compressor diaphragms
810 | Multi-boiler/Multi-turbine | Gas Turbine | Inlet Air System and Compressors | Compressors | 5014 | Compressor diaphragms
850 | Combined Cycle Block | Gas Turbine | Inlet Air System and Compressors | Compressors | 5014 | Compressor diaphragms
851 | CC GT units | Gas Turbine | Inlet Air System and Compressors | Compressors | 5014 | Compressor diaphragms
852 | CC steam units | Gas Turbine | Inlet Air System and Compressors | Compressors | 5014 | Compressor diaphragms
860 | Co-generator Block | Gas Turbine | Inlet Air System and Compressors | Compressors | 5014 | Compressor diaphragms
861 | CoG GT units | Gas Turbine | Inlet Air System and Compressors | Compressors | 5014 | Compressor diaphragms
862 | CoG steam units | Gas Turbine | Inlet Air System and Compressors | Compressors | 5014 | Compressor diaphragms
300 | Gas Turbine/Jet Engine (Simple Cycle Operation) | Gas Turbine | Inlet Air System and Compressors | Compressors | 5015 | Compressor seals
800 | Miscellaneous | Gas Turbine | Inlet Air System and Compressors | Compressors | 5015 | Compressor seals
810 | Multi-boiler/Multi-turbine | Gas Turbine | Inlet Air System and Compressors | Compressors | 5015 | Compressor seals
850 | Combined Cycle Block | Gas Turbine | Inlet Air System and Compressors | Compressors | 5015 | Compressor seals
851 | CC GT units | Gas Turbine | Inlet Air System and Compressors | Compressors | 5015 | Compressor seals
852 | CC steam units | Gas Turbine | Inlet Air System and Compressors | Compressors | 5015 | Compressor seals
860 | Co-generator Block | Gas Turbine | Inlet Air System and Compressors | Compressors | 5015 | Compressor seals
861 | CoG GT units | Gas Turbine | Inlet Air System and Compressors | Compressors | 5015 | Compressor seals
862 | CoG steam units | Gas Turbine | Inlet Air System and Compressors | Compressors | 5015 | Compressor seals
300 | Gas Turbine/Jet Engine (Simple Cycle Operation) | Gas Turbine | Inlet Air System and Compressors | Compressors | 5016 | High pressure compressor bleed valves
800 | Miscellaneous | Gas Turbine | Inlet Air System and Compressors | Compressors | 5016 | High pressure compressor bleed valves
810 | Multi-boiler/Multi-turbine | Gas Turbine | Inlet Air System and Compressors | Compressors | 5016 | High pressure compressor bleed valves
850 | Combined Cycle Block | Gas Turbine | Inlet Air System and Compressors | Compressors | 5016 | High pressure compressor bleed valves
851 | CC GT units | Gas Turbine | Inlet Air System and Compressors | Compressors | 5016 | High pressure compressor bleed valves
852 | CC steam units | Gas Turbine | Inlet Air System and Compressors | Compressors | 5016 | High pressure compressor bleed valves
860 | Co-generator Block | Gas Turbine | Inlet Air System and Compressors | Compressors | 5016 | High pressure compressor bleed valves
861 | CoG GT units | Gas Turbine | Inlet Air System and Compressors | Compressors | 5016 | High pressure compressor bleed valves
862 | CoG steam units | Gas Turbine | Inlet Air System and Compressors | Compressors | 5016 | High pressure compressor bleed valves
300 | Gas Turbine/Jet Engine (Simple Cycle Operation) | Gas Turbine | Inlet Air System and Compressors | Compressors | 5017 | Low pressure compressor bleed valves
800 | Miscellaneous | Gas Turbine | Inlet Air System and Compressors | Compressors | 5017 | Low pressure compressor bleed valves
850 | Combined Cycle Block | Gas Turbine | Inlet Air System and Compressors | Compressors | 5017 | Low pressure compressor bleed valves
851 | CC GT units | Gas Turbine | Inlet Air System and Compressors | Compressors | 5017 | Low pressure compressor bleed valves
852 | CC steam units | Gas Turbine | Inlet Air System and Compressors | Compressors | 5017 | Low pressure compressor bleed valves
860 | Co-generator Block | Gas Turbine | Inlet Air System and Compressors | Compressors | 5017 | Low pressure compressor bleed valves
861 | CoG GT units | Gas Turbine | Inlet Air System and Compressors | Compressors | 5017 | Low pressure compressor bleed valves
862 | CoG steam units | Gas Turbine | Inlet Air System and Compressors | Compressors | 5017 | Low pressure compressor bleed valves
300 | Gas Turbine/Jet Engine (Simple Cycle Operation) | Gas Turbine | Inlet Air System and Compressors | Compressors | 5019 | Other high pressure problems
800 | Miscellaneous | Gas Turbine | Inlet Air System and Compressors | Compressors | 5019 | Other high pressure problems
810 | Multi-boiler/Multi-turbine | Gas Turbine | Inlet Air System and Compressors | Compressors | 5019 | Other high pressure problems
850 | Combined Cycle Block | Gas Turbine | Inlet Air System and Compressors | Compressors | 5019 | Other high pressure problems
851 | CC GT units | Gas Turbine | Inlet Air System and Compressors | Compressors | 5019 | Other high pressure problems
852 | CC steam units | Gas Turbine | Inlet Air System and Compressors | Compressors | 5019 | Other high pressure problems
860 | Co-generator Block | Gas Turbine | Inlet Air System and Compressors | Compressors | 5019 | Other high pressure problems
861 | CoG GT units | Gas Turbine | Inlet Air System and Compressors | Compressors | 5019 | Other high pressure problems
862 | CoG steam units | Gas Turbine | Inlet Air System and Compressors | Compressors | 5019 | Other high pressure problems
300 | Gas Turbine/Jet Engine (Simple Cycle Operation) | Gas Turbine | Inlet Air System and Compressors | Compressors | 5020 | Low pressure shaft
800 | Miscellaneous | Gas Turbine | Inlet Air System and Compressors | Compressors | 5020 | Low pressure shaft
810 | Multi-boiler/Multi-turbine | Gas Turbine | Inlet Air System and Compressors | Compressors | 5020 | Low pressure shaft
850 | Combined Cycle Block | Gas Turbine | Inlet Air System and Compressors | Compressors | 5020 | Low pressure shaft
851 | CC GT units | Gas Turbine | Inlet Air System and Compressors | Compressors | 5020 | Low pressure shaft
852 | CC steam units | Gas Turbine | Inlet Air System and Compressors | Compressors | 5020 | Low pressure shaft
860 | Co-generator Block | Gas Turbine | Inlet Air System and Compressors | Compressors | 5020 | Low pressure shaft
861 | CoG GT units | Gas Turbine | Inlet Air System and Compressors | Compressors | 5020 | Low pressure shaft
862 | CoG steam units | Gas Turbine | Inlet Air System and Compressors | Compressors | 5020 | Low pressure shaft
300 | Gas Turbine/Jet Engine (Simple Cycle Operation) | Gas Turbine | Inlet Air System and Compressors | Compressors | 5021 | Low pressure bearings
800 | Miscellaneous | Gas Turbine | Inlet Air System and Compressors | Compressors | 5021 | Low pressure bearings
810 | Multi-boiler/Multi-turbine | Gas Turbine | Inlet Air System and Compressors | Compressors | 5021 | Low pressure bearings
850 | Combined Cycle Block | Gas Turbine | Inlet Air System and Compressors | Compressors | 5021 | Low pressure bearings
851 | CC GT units | Gas Turbine | Inlet Air System and Compressors | Compressors | 5021 | Low pressure bearings
852 | CC steam units | Gas Turbine | Inlet Air System and Compressors | Compressors | 5021 | Low pressure bearings
860 | Co-generator Block | Gas Turbine | Inlet Air System and Compressors | Compressors | 5021 | Low pressure bearings
861 | CoG GT units | Gas Turbine | Inlet Air System and Compressors | Compressors | 5021 | Low pressure bearings
862 | CoG steam units | Gas Turbine | Inlet Air System and Compressors | Compressors | 5021 | Low pressure bearings
300 | Gas Turbine/Jet Engine (Simple Cycle Operation) | Gas Turbine | Inlet Air System and Compressors | Compressors | 5022 | Low pressure blades/buckets
800 | Miscellaneous | Gas Turbine | Inlet Air System and Compressors | Compressors | 5022 | Low pressure blades/buckets
810 | Multi-boiler/Multi-turbine | Gas Turbine | Inlet Air System and Compressors | Compressors | 5022 | Low pressure blades/buckets
850 | Combined Cycle Block | Gas Turbine | Inlet Air System and Compressors | Compressors | 5022 | Low pressure blades/buckets
851 | CC GT units | Gas Turbine | Inlet Air System and Compressors | Compressors | 5022 | Low pressure blades/buckets
852 | CC steam units | Gas Turbine | Inlet Air System and Compressors | Compressors | 5022 | Low pressure blades/buckets
860 | Co-generator Block | Gas Turbine | Inlet Air System and Compressors | Compressors | 5022 | Low pressure blades/buckets
861 | CoG GT units | Gas Turbine | Inlet Air System and Compressors | Compressors | 5022 | Low pressure blades/buckets
862 | CoG steam units | Gas Turbine | Inlet Air System and Compressors | Compressors | 5022 | Low pressure blades/buckets
300 | Gas Turbine/Jet Engine (Simple Cycle Operation) | Gas Turbine | Inlet Air System and Compressors | Compressors | 5029 | Other low pressure problems
800 | Miscellaneous | Gas Turbine | Inlet Air System and Compressors | Compressors | 5029 | Other low pressure problems
810 | Multi-boiler/Multi-turbine | Gas Turbine | Inlet Air System and Compressors | Compressors | 5029 | Other low pressure problems
850 | Combined Cycle Block | Gas Turbine | Inlet Air System and Compressors | Compressors | 5029 | Other low pressure problems
851 | CC GT units | Gas Turbine | Inlet Air System and Compressors | Compressors | 5029 | Other low pressure problems
852 | CC steam units | Gas Turbine | Inlet Air System and Compressors | Compressors | 5029 | Other low pressure problems
860 | Co-generator Block | Gas Turbine | Inlet Air System and Compressors | Compressors | 5029 | Other low pressure problems
861 | CoG GT units | Gas Turbine | Inlet Air System and Compressors | Compressors | 5029 | Other low pressure problems
862 | CoG steam units | Gas Turbine | Inlet Air System and Compressors | Compressors | 5029 | Other low pressure problems
300 | Gas Turbine/Jet Engine (Simple Cycle Operation) | Gas Turbine | Inlet Air System and Compressors | Compressors | 5030 | Supercharging fans
800 | Miscellaneous | Gas Turbine | Inlet Air System and Compressors | Compressors | 5030 | Supercharging fans
810 | Multi-boiler/Multi-turbine | Gas Turbine | Inlet Air System and Compressors | Compressors | 5030 | Supercharging fans
850 | Combined Cycle Block | Gas Turbine | Inlet Air System and Compressors | Compressors | 5030 | Supercharging fans
851 | CC GT units | Gas Turbine | Inlet Air System and Compressors | Compressors | 5030 | Supercharging fans
852 | CC steam units | Gas Turbine | Inlet Air System and Compressors | Compressors | 5030 | Supercharging fans
860 | Co-generator Block | Gas Turbine | Inlet Air System and Compressors | Compressors | 5030 | Supercharging fans
861 | CoG GT units | Gas Turbine | Inlet Air System and Compressors | Compressors | 5030 | Supercharging fans
862 | CoG steam units | Gas Turbine | Inlet Air System and Compressors | Compressors | 5030 | Supercharging fans
300 | Gas Turbine/Jet Engine (Simple Cycle Operation) | Gas Turbine | Inlet Air System and Compressors | Compressors | 5035 | Compressor washing
800 | Miscellaneous | Gas Turbine | Inlet Air System and Compressors | Compressors | 5035 | Compressor washing
850 | Combined Cycle Block | Gas Turbine | Inlet Air System and Compressors | Compressors | 5035 | Compressor washing
851 | CC GT units | Gas Turbine | Inlet Air System and Compressors | Compressors | 5035 | Compressor washing
852 | CC steam units | Gas Turbine | Inlet Air System and Compressors | Compressors | 5035 | Compressor washing
860 | Co-generator Block | Gas Turbine | Inlet Air System and Compressors | Compressors | 5035 | Compressor washing
861 | CoG GT units | Gas Turbine | Inlet Air System and Compressors | Compressors | 5035 | Compressor washing
862 | CoG steam units | Gas Turbine | Inlet Air System and Compressors | Compressors | 5035 | Compressor washing
300 | Gas Turbine/Jet Engine (Simple Cycle Operation) | Gas Turbine | Inlet Air System and Compressors | Compressors | 5036 | Compressor shaft and bearings for two-shaft machines
850 | Combined Cycle Block | Gas Turbine | Inlet Air System and Compressors | Compressors | 5036 | Compressor shaft and bearings for two-shaft machines
851 | CC GT units | Gas Turbine | Inlet Air System and Compressors | Compressors | 5036 | Compressor shaft and bearings for two-shaft machines
852 | CC steam units | Gas Turbine | Inlet Air System and Compressors | Compressors | 5036 | Compressor shaft and bearings for two-shaft machines
860 | Co-generator Block | Gas Turbine | Inlet Air System and Compressors | Compressors | 5036 | Compressor shaft and bearings for two-shaft machines
861 | CoG GT units | Gas Turbine | Inlet Air System and Compressors | Compressors | 5036 | Compressor shaft and bearings for two-shaft machines
862 | CoG steam units | Gas Turbine | Inlet Air System and Compressors | Compressors | 5036 | Compressor shaft and bearings for two-shaft machines
300 | Gas Turbine/Jet Engine (Simple Cycle Operation) | Gas Turbine | Inlet Air System and Compressors | Compressors | 5037 | Inlet bleed heat valve
800 | Miscellaneous | Gas Turbine | Inlet Air System and Compressors | Compressors | 5037 | Inlet bleed heat valve
850 | Combined Cycle Block | Gas Turbine | Inlet Air System and Compressors | Compressors | 5037 | Inlet bleed heat valve
851 | CC GT units | Gas Turbine | Inlet Air System and Compressors | Compressors | 5037 | Inlet bleed heat valve
852 | CC steam units | Gas Turbine | Inlet Air System and Compressors | Compressors | 5037 | Inlet bleed heat valve
860 | Co-generator Block | Gas Turbine | Inlet Air System and Compressors | Compressors | 5037 | Inlet bleed heat valve
861 | CoG GT units | Gas Turbine | Inlet Air System and Compressors | Compressors | 5037 | Inlet bleed heat valve
862 | CoG steam units | Gas Turbine | Inlet Air System and Compressors | Compressors | 5037 | Inlet bleed heat valve
300 | Gas Turbine/Jet Engine (Simple Cycle Operation) | Gas Turbine | Inlet Air System and Compressors | Compressors | 5039 | Other compressor problems
810 | Multi-boiler/Multi-turbine | Gas Turbine | Inlet Air System and Compressors | Compressors | 5039 | Other compressor problems
850 | Combined Cycle Block | Gas Turbine | Inlet Air System and Compressors | Compressors | 5039 | Other compressor problems
851 | CC GT units | Gas Turbine | Inlet Air System and Compressors | Compressors | 5039 | Other compressor problems
852 | CC steam units | Gas Turbine | Inlet Air System and Compressors | Compressors | 5039 | Other compressor problems
860 | Co-generator Block | Gas Turbine | Inlet Air System and Compressors | Compressors | 5039 | Other compressor problems
861 | CoG GT units | Gas Turbine | Inlet Air System and Compressors | Compressors | 5039 | Other compressor problems
862 | CoG steam units | Gas Turbine | Inlet Air System and Compressors | Compressors | 5039 | Other compressor problems
300 | Gas Turbine/Jet Engine (Simple Cycle Operation) | Gas Turbine | Fuel, Ignition, and Combustion Systems |  | 5040 | Fuel tanks
800 | Miscellaneous | Gas Turbine | Fuel, Ignition, and Combustion Systems |  | 5040 | Fuel tanks
810 | Multi-boiler/Multi-turbine | Gas Turbine | Fuel, Ignition, and Combustion Systems |  | 5040 | Fuel tanks
850 | Combined Cycle Block | Gas Turbine | Fuel, Ignition, and Combustion Systems |  | 5040 | Fuel tanks
851 | CC GT units | Gas Turbine | Fuel, Ignition, and Combustion Systems |  | 5040 | Fuel tanks
852 | CC steam units | Gas Turbine | Fuel, Ignition, and Combustion Systems |  | 5040 | Fuel tanks
860 | Co-generator Block | Gas Turbine | Fuel, Ignition, and Combustion Systems |  | 5040 | Fuel tanks
861 | CoG GT units | Gas Turbine | Fuel, Ignition, and Combustion Systems |  | 5040 | Fuel tanks
862 | CoG steam units | Gas Turbine | Fuel, Ignition, and Combustion Systems |  | 5040 | Fuel tanks
300 | Gas Turbine/Jet Engine (Simple Cycle Operation) | Gas Turbine | Fuel, Ignition, and Combustion Systems |  | 5041 | Fuel piping and valves
800 | Miscellaneous | Gas Turbine | Fuel, Ignition, and Combustion Systems |  | 5041 | Fuel piping and valves
810 | Multi-boiler/Multi-turbine | Gas Turbine | Fuel, Ignition, and Combustion Systems |  | 5041 | Fuel piping and valves
850 | Combined Cycle Block | Gas Turbine | Fuel, Ignition, and Combustion Systems |  | 5041 | Fuel piping and valves
851 | CC GT units | Gas Turbine | Fuel, Ignition, and Combustion Systems |  | 5041 | Fuel piping and valves
852 | CC steam units | Gas Turbine | Fuel, Ignition, and Combustion Systems |  | 5041 | Fuel piping and valves
860 | Co-generator Block | Gas Turbine | Fuel, Ignition, and Combustion Systems |  | 5041 | Fuel piping and valves
861 | CoG GT units | Gas Turbine | Fuel, Ignition, and Combustion Systems |  | 5041 | Fuel piping and valves
862 | CoG steam units | Gas Turbine | Fuel, Ignition, and Combustion Systems |  | 5041 | Fuel piping and valves
300 | Gas Turbine/Jet Engine (Simple Cycle Operation) | Gas Turbine | Fuel, Ignition, and Combustion Systems |  | 5042 | Fuel nozzles/vanes
800 | Miscellaneous | Gas Turbine | Fuel, Ignition, and Combustion Systems |  | 5042 | Fuel nozzles/vanes
810 | Multi-boiler/Multi-turbine | Gas Turbine | Fuel, Ignition, and Combustion Systems |  | 5042 | Fuel nozzles/vanes
850 | Combined Cycle Block | Gas Turbine | Fuel, Ignition, and Combustion Systems |  | 5042 | Fuel nozzles/vanes
851 | CC GT units | Gas Turbine | Fuel, Ignition, and Combustion Systems |  | 5042 | Fuel nozzles/vanes
852 | CC steam units | Gas Turbine | Fuel, Ignition, and Combustion Systems |  | 5042 | Fuel nozzles/vanes
860 | Co-generator Block | Gas Turbine | Fuel, Ignition, and Combustion Systems |  | 5042 | Fuel nozzles/vanes
861 | CoG GT units | Gas Turbine | Fuel, Ignition, and Combustion Systems |  | 5042 | Fuel nozzles/vanes
862 | CoG steam units | Gas Turbine | Fuel, Ignition, and Combustion Systems |  | 5042 | Fuel nozzles/vanes
300 | Gas Turbine/Jet Engine (Simple Cycle Operation) | Gas Turbine | Fuel, Ignition, and Combustion Systems |  | 5043 | Fuel filters
800 | Miscellaneous | Gas Turbine | Fuel, Ignition, and Combustion Systems |  | 5043 | Fuel filters
810 | Multi-boiler/Multi-turbine | Gas Turbine | Fuel, Ignition, and Combustion Systems |  | 5043 | Fuel filters
850 | Combined Cycle Block | Gas Turbine | Fuel, Ignition, and Combustion Systems |  | 5043 | Fuel filters
851 | CC GT units | Gas Turbine | Fuel, Ignition, and Combustion Systems |  | 5043 | Fuel filters
852 | CC steam units | Gas Turbine | Fuel, Ignition, and Combustion Systems |  | 5043 | Fuel filters
860 | Co-generator Block | Gas Turbine | Fuel, Ignition, and Combustion Systems |  | 5043 | Fuel filters
861 | CoG GT units | Gas Turbine | Fuel, Ignition, and Combustion Systems |  | 5043 | Fuel filters
862 | CoG steam units | Gas Turbine | Fuel, Ignition, and Combustion Systems |  | 5043 | Fuel filters
300 | Gas Turbine/Jet Engine (Simple Cycle Operation) | Gas Turbine | Fuel, Ignition, and Combustion Systems |  | 5044 | Liquid fuel oil pump
800 | Miscellaneous | Gas Turbine | Fuel, Ignition, and Combustion Systems |  | 5044 | Liquid fuel oil pump
810 | Multi-boiler/Multi-turbine | Gas Turbine | Fuel, Ignition, and Combustion Systems |  | 5044 | Liquid fuel oil pump
850 | Combined Cycle Block | Gas Turbine | Fuel, Ignition, and Combustion Systems |  | 5044 | Liquid fuel oil pump
851 | CC GT units | Gas Turbine | Fuel, Ignition, and Combustion Systems |  | 5044 | Liquid fuel oil pump
852 | CC steam units | Gas Turbine | Fuel, Ignition, and Combustion Systems |  | 5044 | Liquid fuel oil pump
860 | Co-generator Block | Gas Turbine | Fuel, Ignition, and Combustion Systems |  | 5044 | Liquid fuel oil pump
861 | CoG GT units | Gas Turbine | Fuel, Ignition, and Combustion Systems |  | 5044 | Liquid fuel oil pump
862 | CoG steam units | Gas Turbine | Fuel, Ignition, and Combustion Systems |  | 5044 | Liquid fuel oil pump
300 | Gas Turbine/Jet Engine (Simple Cycle Operation) | Gas Turbine | Fuel, Ignition, and Combustion Systems |  | 5046 | Liquid fuel oil transfer/forwarding pump
800 | Miscellaneous | Gas Turbine | Fuel, Ignition, and Combustion Systems |  | 5046 | Liquid fuel oil transfer/forwarding pump
810 | Multi-boiler/Multi-turbine | Gas Turbine | Fuel, Ignition, and Combustion Systems |  | 5046 | Liquid fuel oil transfer/forwarding pump
850 | Combined Cycle Block | Gas Turbine | Fuel, Ignition, and Combustion Systems |  | 5046 | Liquid fuel oil transfer/forwarding pump
851 | CC GT units | Gas Turbine | Fuel, Ignition, and Combustion Systems |  | 5046 | Liquid fuel oil transfer/forwarding pump
852 | CC steam units | Gas Turbine | Fuel, Ignition, and Combustion Systems |  | 5046 | Liquid fuel oil transfer/forwarding pump
860 | Co-generator Block | Gas Turbine | Fuel, Ignition, and Combustion Systems |  | 5046 | Liquid fuel oil transfer/forwarding pump
861 | CoG GT units | Gas Turbine | Fuel, Ignition, and Combustion Systems |  | 5046 | Liquid fuel oil transfer/forwarding pump
862 | CoG steam units | Gas Turbine | Fuel, Ignition, and Combustion Systems |  | 5046 | Liquid fuel oil transfer/forwarding pump
300 | Gas Turbine/Jet Engine (Simple Cycle Operation) | Gas Turbine | Fuel, Ignition, and Combustion Systems |  | 5047 | Liquid fuel purge system
800 | Miscellaneous | Gas Turbine | Fuel, Ignition, and Combustion Systems |  | 5047 | Liquid fuel purge system
850 | Combined Cycle Block | Gas Turbine | Fuel, Ignition, and Combustion Systems |  | 5047 | Liquid fuel purge system
851 | CC GT units | Gas Turbine | Fuel, Ignition, and Combustion Systems |  | 5047 | Liquid fuel purge system
852 | CC steam units | Gas Turbine | Fuel, Ignition, and Combustion Systems |  | 5047 | Liquid fuel purge system
860 | Co-generator Block | Gas Turbine | Fuel, Ignition, and Combustion Systems |  | 5047 | Liquid fuel purge system
861 | CoG GT units | Gas Turbine | Fuel, Ignition, and Combustion Systems |  | 5047 | Liquid fuel purge system
862 | CoG steam units | Gas Turbine | Fuel, Ignition, and Combustion Systems |  | 5047 | Liquid fuel purge system
300 | Gas Turbine/Jet Engine (Simple Cycle Operation) | Gas Turbine | Fuel, Ignition, and Combustion Systems |  | 5048 | Gas fuel system including controls and instrumentation
800 | Miscellaneous | Gas Turbine | Fuel, Ignition, and Combustion Systems |  | 5048 | Gas fuel system including controls and instrumentation
810 | Multi-boiler/Multi-turbine | Gas Turbine | Fuel, Ignition, and Combustion Systems |  | 5048 | Gas fuel system including controls and instrumentation
850 | Combined Cycle Block | Gas Turbine | Fuel, Ignition, and Combustion Systems |  | 5048 | Gas fuel system including controls and instrumentation
851 | CC GT units | Gas Turbine | Fuel, Ignition, and Combustion Systems |  | 5048 | Gas fuel system including controls and instrumentation
852 | CC steam units | Gas Turbine | Fuel, Ignition, and Combustion Systems |  | 5048 | Gas fuel system including controls and instrumentation
860 | Co-generator Block | Gas Turbine | Fuel, Ignition, and Combustion Systems |  | 5048 | Gas fuel system including controls and instrumentation
861 | CoG GT units | Gas Turbine | Fuel, Ignition, and Combustion Systems |  | 5048 | Gas fuel system including controls and instrumentation
862 | CoG steam units | Gas Turbine | Fuel, Ignition, and Combustion Systems |  | 5048 | Gas fuel system including controls and instrumentation
300 | Gas Turbine/Jet Engine (Simple Cycle Operation) | Gas Turbine | Fuel, Ignition, and Combustion Systems |  | 5049 | Other fuel system problems
800 | Miscellaneous | Gas Turbine | Fuel, Ignition, and Combustion Systems |  | 5049 | Other fuel system problems
810 | Multi-boiler/Multi-turbine | Gas Turbine | Fuel, Ignition, and Combustion Systems |  | 5049 | Other fuel system problems
850 | Combined Cycle Block | Gas Turbine | Fuel, Ignition, and Combustion Systems |  | 5049 | Other fuel system problems
851 | CC GT units | Gas Turbine | Fuel, Ignition, and Combustion Systems |  | 5049 | Other fuel system problems
852 | CC steam units | Gas Turbine | Fuel, Ignition, and Combustion Systems |  | 5049 | Other fuel system problems
860 | Co-generator Block | Gas Turbine | Fuel, Ignition, and Combustion Systems |  | 5049 | Other fuel system problems
861 | CoG GT units | Gas Turbine | Fuel, Ignition, and Combustion Systems |  | 5049 | Other fuel system problems
862 | CoG steam units | Gas Turbine | Fuel, Ignition, and Combustion Systems |  | 5049 | Other fuel system problems
300 | Gas Turbine/Jet Engine (Simple Cycle Operation) | Gas Turbine | Fuel, Ignition, and Combustion Systems |  | 5050 | Ignition system
800 | Miscellaneous | Gas Turbine | Fuel, Ignition, and Combustion Systems |  | 5050 | Ignition system
810 | Multi-boiler/Multi-turbine | Gas Turbine | Fuel, Ignition, and Combustion Systems |  | 5050 | Ignition system
850 | Combined Cycle Block | Gas Turbine | Fuel, Ignition, and Combustion Systems |  | 5050 | Ignition system
851 | CC GT units | Gas Turbine | Fuel, Ignition, and Combustion Systems |  | 5050 | Ignition system
852 | CC steam units | Gas Turbine | Fuel, Ignition, and Combustion Systems |  | 5050 | Ignition system
860 | Co-generator Block | Gas Turbine | Fuel, Ignition, and Combustion Systems |  | 5050 | Ignition system
861 | CoG GT units | Gas Turbine | Fuel, Ignition, and Combustion Systems |  | 5050 | Ignition system
862 | CoG steam units | Gas Turbine | Fuel, Ignition, and Combustion Systems |  | 5050 | Ignition system
300 | Gas Turbine/Jet Engine (Simple Cycle Operation) | Gas Turbine | Fuel, Ignition, and Combustion Systems |  | 5051 | Pilot fuel piping and valves
800 | Miscellaneous | Gas Turbine | Fuel, Ignition, and Combustion Systems |  | 5051 | Pilot fuel piping and valves
850 | Combined Cycle Block | Gas Turbine | Fuel, Ignition, and Combustion Systems |  | 5051 | Pilot fuel piping and valves
851 | CC GT units | Gas Turbine | Fuel, Ignition, and Combustion Systems |  | 5051 | Pilot fuel piping and valves
852 | CC steam units | Gas Turbine | Fuel, Ignition, and Combustion Systems |  | 5051 | Pilot fuel piping and valves
860 | Co-generator Block | Gas Turbine | Fuel, Ignition, and Combustion Systems |  | 5051 | Pilot fuel piping and valves
861 | CoG GT units | Gas Turbine | Fuel, Ignition, and Combustion Systems |  | 5051 | Pilot fuel piping and valves
862 | CoG steam units | Gas Turbine | Fuel, Ignition, and Combustion Systems |  | 5051 | Pilot fuel piping and valves
300 | Gas Turbine/Jet Engine (Simple Cycle Operation) | Gas Turbine | Fuel, Ignition, and Combustion Systems |  | 5052 | Pilot fuel nozzles/vanes
800 | Miscellaneous | Gas Turbine | Fuel, Ignition, and Combustion Systems |  | 5052 | Pilot fuel nozzles/vanes
850 | Combined Cycle Block | Gas Turbine | Fuel, Ignition, and Combustion Systems |  | 5052 | Pilot fuel nozzles/vanes
851 | CC GT units | Gas Turbine | Fuel, Ignition, and Combustion Systems |  | 5052 | Pilot fuel nozzles/vanes
852 | CC steam units | Gas Turbine | Fuel, Ignition, and Combustion Systems |  | 5052 | Pilot fuel nozzles/vanes
860 | Co-generator Block | Gas Turbine | Fuel, Ignition, and Combustion Systems |  | 5052 | Pilot fuel nozzles/vanes
861 | CoG GT units | Gas Turbine | Fuel, Ignition, and Combustion Systems |  | 5052 | Pilot fuel nozzles/vanes
862 | CoG steam units | Gas Turbine | Fuel, Ignition, and Combustion Systems |  | 5052 | Pilot fuel nozzles/vanes
300 | Gas Turbine/Jet Engine (Simple Cycle Operation) | Gas Turbine | Fuel, Ignition, and Combustion Systems |  | 5053 | Pilot fuel filters
800 | Miscellaneous | Gas Turbine | Fuel, Ignition, and Combustion Systems |  | 5053 | Pilot fuel filters
850 | Combined Cycle Block | Gas Turbine | Fuel, Ignition, and Combustion Systems |  | 5053 | Pilot fuel filters
851 | CC GT units | Gas Turbine | Fuel, Ignition, and Combustion Systems |  | 5053 | Pilot fuel filters
852 | CC steam units | Gas Turbine | Fuel, Ignition, and Combustion Systems |  | 5053 | Pilot fuel filters
860 | Co-generator Block | Gas Turbine | Fuel, Ignition, and Combustion Systems |  | 5053 | Pilot fuel filters
861 | CoG GT units | Gas Turbine | Fuel, Ignition, and Combustion Systems |  | 5053 | Pilot fuel filters
862 | CoG steam units | Gas Turbine | Fuel, Ignition, and Combustion Systems |  | 5053 | Pilot fuel filters
300 | Gas Turbine/Jet Engine (Simple Cycle Operation) | Gas Turbine | Fuel, Ignition, and Combustion Systems |  | 5054 | Water injection system
800 | Miscellaneous | Gas Turbine | Fuel, Ignition, and Combustion Systems |  | 5054 | Water injection system
850 | Combined Cycle Block | Gas Turbine | Fuel, Ignition, and Combustion Systems |  | 5054 | Water injection system
851 | CC GT units | Gas Turbine | Fuel, Ignition, and Combustion Systems |  | 5054 | Water injection system
852 | CC steam units | Gas Turbine | Fuel, Ignition, and Combustion Systems |  | 5054 | Water injection system
860 | Co-generator Block | Gas Turbine | Fuel, Ignition, and Combustion Systems |  | 5054 | Water injection system
861 | CoG GT units | Gas Turbine | Fuel, Ignition, and Combustion Systems |  | 5054 | Water injection system
862 | CoG steam units | Gas Turbine | Fuel, Ignition, and Combustion Systems |  | 5054 | Water injection system
300 | Gas Turbine/Jet Engine (Simple Cycle Operation) | Gas Turbine | Fuel, Ignition, and Combustion Systems |  | 5060 | Atomizing air system
800 | Miscellaneous | Gas Turbine | Fuel, Ignition, and Combustion Systems |  | 5060 | Atomizing air system
810 | Multi-boiler/Multi-turbine | Gas Turbine | Fuel, Ignition, and Combustion Systems |  | 5060 | Atomizing air system
850 | Combined Cycle Block | Gas Turbine | Fuel, Ignition, and Combustion Systems |  | 5060 | Atomizing air system
851 | CC GT units | Gas Turbine | Fuel, Ignition, and Combustion Systems |  | 5060 | Atomizing air system
852 | CC steam units | Gas Turbine | Fuel, Ignition, and Combustion Systems |  | 5060 | Atomizing air system
860 | Co-generator Block | Gas Turbine | Fuel, Ignition, and Combustion Systems |  | 5060 | Atomizing air system
861 | CoG GT units | Gas Turbine | Fuel, Ignition, and Combustion Systems |  | 5060 | Atomizing air system
862 | CoG steam units | Gas Turbine | Fuel, Ignition, and Combustion Systems |  | 5060 | Atomizing air system
300 | Gas Turbine/Jet Engine (Simple Cycle Operation) | Gas Turbine | Fuel, Ignition, and Combustion Systems |  | 5065 | NOx water injection system including pump
850 | Combined Cycle Block | Gas Turbine | Fuel, Ignition, and Combustion Systems |  | 5065 | NOx water injection system including pump
851 | CC GT units | Gas Turbine | Fuel, Ignition, and Combustion Systems |  | 5065 | NOx water injection system including pump
852 | CC steam units | Gas Turbine | Fuel, Ignition, and Combustion Systems |  | 5065 | NOx water injection system including pump
860 | Co-generator Block | Gas Turbine | Fuel, Ignition, and Combustion Systems |  | 5065 | NOx water injection system including pump
861 | CoG GT units | Gas Turbine | Fuel, Ignition, and Combustion Systems |  | 5065 | NOx water injection system including pump
862 | CoG steam units | Gas Turbine | Fuel, Ignition, and Combustion Systems |  | 5065 | NOx water injection system including pump
300 | Gas Turbine/Jet Engine (Simple Cycle Operation) | Gas Turbine | Fuel, Ignition, and Combustion Systems |  | 5066 | NOx steam injection system
850 | Combined Cycle Block | Gas Turbine | Fuel, Ignition, and Combustion Systems |  | 5066 | NOx steam injection system
851 | CC GT units | Gas Turbine | Fuel, Ignition, and Combustion Systems |  | 5066 | NOx steam injection system
852 | CC steam units | Gas Turbine | Fuel, Ignition, and Combustion Systems |  | 5066 | NOx steam injection system
860 | Co-generator Block | Gas Turbine | Fuel, Ignition, and Combustion Systems |  | 5066 | NOx steam injection system
861 | CoG GT units | Gas Turbine | Fuel, Ignition, and Combustion Systems |  | 5066 | NOx steam injection system
862 | CoG steam units | Gas Turbine | Fuel, Ignition, and Combustion Systems |  | 5066 | NOx steam injection system
300 | Gas Turbine/Jet Engine (Simple Cycle Operation) | Gas Turbine | Fuel, Ignition, and Combustion Systems |  | 5070 | Combustor casing
800 | Miscellaneous | Gas Turbine | Fuel, Ignition, and Combustion Systems |  | 5070 | Combustor casing
810 | Multi-boiler/Multi-turbine | Gas Turbine | Fuel, Ignition, and Combustion Systems |  | 5070 | Combustor casing
850 | Combined Cycle Block | Gas Turbine | Fuel, Ignition, and Combustion Systems |  | 5070 | Combustor casing
851 | CC GT units | Gas Turbine | Fuel, Ignition, and Combustion Systems |  | 5070 | Combustor casing
852 | CC steam units | Gas Turbine | Fuel, Ignition, and Combustion Systems |  | 5070 | Combustor casing
860 | Co-generator Block | Gas Turbine | Fuel, Ignition, and Combustion Systems |  | 5070 | Combustor casing
861 | CoG GT units | Gas Turbine | Fuel, Ignition, and Combustion Systems |  | 5070 | Combustor casing
862 | CoG steam units | Gas Turbine | Fuel, Ignition, and Combustion Systems |  | 5070 | Combustor casing
300 | Gas Turbine/Jet Engine (Simple Cycle Operation) | Gas Turbine | Fuel, Ignition, and Combustion Systems |  | 5071 | Combustor liner
800 | Miscellaneous | Gas Turbine | Fuel, Ignition, and Combustion Systems |  | 5071 | Combustor liner
810 | Multi-boiler/Multi-turbine | Gas Turbine | Fuel, Ignition, and Combustion Systems |  | 5071 | Combustor liner
850 | Combined Cycle Block | Gas Turbine | Fuel, Ignition, and Combustion Systems |  | 5071 | Combustor liner
851 | CC GT units | Gas Turbine | Fuel, Ignition, and Combustion Systems |  | 5071 | Combustor liner
852 | CC steam units | Gas Turbine | Fuel, Ignition, and Combustion Systems |  | 5071 | Combustor liner
860 | Co-generator Block | Gas Turbine | Fuel, Ignition, and Combustion Systems |  | 5071 | Combustor liner
861 | CoG GT units | Gas Turbine | Fuel, Ignition, and Combustion Systems |  | 5071 | Combustor liner
862 | CoG steam units | Gas Turbine | Fuel, Ignition, and Combustion Systems |  | 5071 | Combustor liner
300 | Gas Turbine/Jet Engine (Simple Cycle Operation) | Gas Turbine | Fuel, Ignition, and Combustion Systems |  | 5072 | Combustor caps
800 | Miscellaneous | Gas Turbine | Fuel, Ignition, and Combustion Systems |  | 5072 | Combustor caps
810 | Multi-boiler/Multi-turbine | Gas Turbine | Fuel, Ignition, and Combustion Systems |  | 5072 | Combustor caps
850 | Combined Cycle Block | Gas Turbine | Fuel, Ignition, and Combustion Systems |  | 5072 | Combustor caps
851 | CC GT units | Gas Turbine | Fuel, Ignition, and Combustion Systems |  | 5072 | Combustor caps
852 | CC steam units | Gas Turbine | Fuel, Ignition, and Combustion Systems |  | 5072 | Combustor caps
860 | Co-generator Block | Gas Turbine | Fuel, Ignition, and Combustion Systems |  | 5072 | Combustor caps
861 | CoG GT units | Gas Turbine | Fuel, Ignition, and Combustion Systems |  | 5072 | Combustor caps
862 | CoG steam units | Gas Turbine | Fuel, Ignition, and Combustion Systems |  | 5072 | Combustor caps
300 | Gas Turbine/Jet Engine (Simple Cycle Operation) | Gas Turbine | Fuel, Ignition, and Combustion Systems |  | 5073 | Flame scanners
800 | Miscellaneous | Gas Turbine | Fuel, Ignition, and Combustion Systems |  | 5073 | Flame scanners
810 | Multi-boiler/Multi-turbine | Gas Turbine | Fuel, Ignition, and Combustion Systems |  | 5073 | Flame scanners
850 | Combined Cycle Block | Gas Turbine | Fuel, Ignition, and Combustion Systems |  | 5073 | Flame scanners
851 | CC GT units | Gas Turbine | Fuel, Ignition, and Combustion Systems |  | 5073 | Flame scanners
852 | CC steam units | Gas Turbine | Fuel, Ignition, and Combustion Systems |  | 5073 | Flame scanners
860 | Co-generator Block | Gas Turbine | Fuel, Ignition, and Combustion Systems |  | 5073 | Flame scanners
861 | CoG GT units | Gas Turbine | Fuel, Ignition, and Combustion Systems |  | 5073 | Flame scanners
862 | CoG steam units | Gas Turbine | Fuel, Ignition, and Combustion Systems |  | 5073 | Flame scanners
300 | Gas Turbine/Jet Engine (Simple Cycle Operation) | Gas Turbine | Fuel, Ignition, and Combustion Systems |  | 5074 | Flashback including instrumentation
800 | Miscellaneous | Gas Turbine | Fuel, Ignition, and Combustion Systems |  | 5074 | Flashback including instrumentation
850 | Combined Cycle Block | Gas Turbine | Fuel, Ignition, and Combustion Systems |  | 5074 | Flashback including instrumentation
851 | CC GT units | Gas Turbine | Fuel, Ignition, and Combustion Systems |  | 5074 | Flashback including instrumentation
852 | CC steam units | Gas Turbine | Fuel, Ignition, and Combustion Systems |  | 5074 | Flashback including instrumentation
860 | Co-generator Block | Gas Turbine | Fuel, Ignition, and Combustion Systems |  | 5074 | Flashback including instrumentation
861 | CoG GT units | Gas Turbine | Fuel, Ignition, and Combustion Systems |  | 5074 | Flashback including instrumentation
862 | CoG steam units | Gas Turbine | Fuel, Ignition, and Combustion Systems |  | 5074 | Flashback including instrumentation
300 | Gas Turbine/Jet Engine (Simple Cycle Operation) | Gas Turbine | Fuel, Ignition, and Combustion Systems |  | 5075 | Blade path temperature spread
850 | Combined Cycle Block | Gas Turbine | Fuel, Ignition, and Combustion Systems |  | 5075 | Blade path temperature spread
851 | CC GT units | Gas Turbine | Fuel, Ignition, and Combustion Systems |  | 5075 | Blade path temperature spread
852 | CC steam units | Gas Turbine | Fuel, Ignition, and Combustion Systems |  | 5075 | Blade path temperature spread
860 | Co-generator Block | Gas Turbine | Fuel, Ignition, and Combustion Systems |  | 5075 | Blade path temperature spread
861 | CoG GT units | Gas Turbine | Fuel, Ignition, and Combustion Systems |  | 5075 | Blade path temperature spread
862 | CoG steam units | Gas Turbine | Fuel, Ignition, and Combustion Systems |  | 5075 | Blade path temperature spread
300 | Gas Turbine/Jet Engine (Simple Cycle Operation) | Gas Turbine | Fuel, Ignition, and Combustion Systems |  | 5079 | Other combustor problems
800 | Miscellaneous | Gas Turbine | Fuel, Ignition, and Combustion Systems |  | 5079 | Other combustor problems
810 | Multi-boiler/Multi-turbine | Gas Turbine | Fuel, Ignition, and Combustion Systems |  | 5079 | Other combustor problems
850 | Combined Cycle Block | Gas Turbine | Fuel, Ignition, and Combustion Systems |  | 5079 | Other combustor problems
851 | CC GT units | Gas Turbine | Fuel, Ignition, and Combustion Systems |  | 5079 | Other combustor problems
852 | CC steam units | Gas Turbine | Fuel, Ignition, and Combustion Systems |  | 5079 | Other combustor problems
860 | Co-generator Block | Gas Turbine | Fuel, Ignition, and Combustion Systems |  | 5079 | Other combustor problems
861 | CoG GT units | Gas Turbine | Fuel, Ignition, and Combustion Systems |  | 5079 | Other combustor problems
862 | CoG steam units | Gas Turbine | Fuel, Ignition, and Combustion Systems |  | 5079 | Other combustor problems
300 | Gas Turbine/Jet Engine (Simple Cycle Operation) | Gas Turbine | Turbine |  | 5080 | High pressure shaft
800 | Miscellaneous | Gas Turbine | Turbine |  | 5080 | High pressure shaft
810 | Multi-boiler/Multi-turbine | Gas Turbine | Turbine |  | 5080 | High pressure shaft
850 | Combined Cycle Block | Gas Turbine | Turbine |  | 5080 | High pressure shaft
851 | CC GT units | Gas Turbine | Turbine |  | 5080 | High pressure shaft
852 | CC steam units | Gas Turbine | Turbine |  | 5080 | High pressure shaft
860 | Co-generator Block | Gas Turbine | Turbine |  | 5080 | High pressure shaft
861 | CoG GT units | Gas Turbine | Turbine |  | 5080 | High pressure shaft
862 | CoG steam units | Gas Turbine | Turbine |  | 5080 | High pressure shaft
300 | Gas Turbine/Jet Engine (Simple Cycle Operation) | Gas Turbine | Turbine |  | 5081 | High pressure bearings
800 | Miscellaneous | Gas Turbine | Turbine |  | 5081 | High pressure bearings
810 | Multi-boiler/Multi-turbine | Gas Turbine | Turbine |  | 5081 | High pressure bearings
850 | Combined Cycle Block | Gas Turbine | Turbine |  | 5081 | High pressure bearings
851 | CC GT units | Gas Turbine | Turbine |  | 5081 | High pressure bearings
852 | CC steam units | Gas Turbine | Turbine |  | 5081 | High pressure bearings
860 | Co-generator Block | Gas Turbine | Turbine |  | 5081 | High pressure bearings
861 | CoG GT units | Gas Turbine | Turbine |  | 5081 | High pressure bearings
862 | CoG steam units | Gas Turbine | Turbine |  | 5081 | High pressure bearings
300 | Gas Turbine/Jet Engine (Simple Cycle Operation) | Gas Turbine | Turbine |  | 5082 | High pressure blades/buckets
800 | Miscellaneous | Gas Turbine | Turbine |  | 5082 | High pressure blades/buckets
810 | Multi-boiler/Multi-turbine | Gas Turbine | Turbine |  | 5082 | High pressure blades/buckets
850 | Combined Cycle Block | Gas Turbine | Turbine |  | 5082 | High pressure blades/buckets
851 | CC GT units | Gas Turbine | Turbine |  | 5082 | High pressure blades/buckets
852 | CC steam units | Gas Turbine | Turbine |  | 5082 | High pressure blades/buckets
860 | Co-generator Block | Gas Turbine | Turbine |  | 5082 | High pressure blades/buckets
861 | CoG GT units | Gas Turbine | Turbine |  | 5082 | High pressure blades/buckets
862 | CoG steam units | Gas Turbine | Turbine |  | 5082 | High pressure blades/buckets
300 | Gas Turbine/Jet Engine (Simple Cycle Operation) | Gas Turbine | Turbine |  | 5083 | High pressure nozzles/vanes
800 | Miscellaneous | Gas Turbine | Turbine |  | 5083 | High pressure nozzles/vanes
810 | Multi-boiler/Multi-turbine | Gas Turbine | Turbine |  | 5083 | High pressure nozzles/vanes
850 | Combined Cycle Block | Gas Turbine | Turbine |  | 5083 | High pressure nozzles/vanes
851 | CC GT units | Gas Turbine | Turbine |  | 5083 | High pressure nozzles/vanes
852 | CC steam units | Gas Turbine | Turbine |  | 5083 | High pressure nozzles/vanes
860 | Co-generator Block | Gas Turbine | Turbine |  | 5083 | High pressure nozzles/vanes
861 | CoG GT units | Gas Turbine | Turbine |  | 5083 | High pressure nozzles/vanes
862 | CoG steam units | Gas Turbine | Turbine |  | 5083 | High pressure nozzles/vanes
300 | Gas Turbine/Jet Engine (Simple Cycle Operation) | Gas Turbine | Turbine |  | 5084 | High pressure casing/expansion joints
800 | Miscellaneous | Gas Turbine | Turbine |  | 5084 | High pressure casing/expansion joints
810 | Multi-boiler/Multi-turbine | Gas Turbine | Turbine |  | 5084 | High pressure casing/expansion joints
850 | Combined Cycle Block | Gas Turbine | Turbine |  | 5084 | High pressure casing/expansion joints
851 | CC GT units | Gas Turbine | Turbine |  | 5084 | High pressure casing/expansion joints
852 | CC steam units | Gas Turbine | Turbine |  | 5084 | High pressure casing/expansion joints
860 | Co-generator Block | Gas Turbine | Turbine |  | 5084 | High pressure casing/expansion joints
861 | CoG GT units | Gas Turbine | Turbine |  | 5084 | High pressure casing/expansion joints
862 | CoG steam units | Gas Turbine | Turbine |  | 5084 | High pressure casing/expansion joints
300 | Gas Turbine/Jet Engine (Simple Cycle Operation) | Gas Turbine | Turbine |  | 5085 | Interstage gas passages - HP
800 | Miscellaneous | Gas Turbine | Turbine |  | 5085 | Interstage gas passages - HP
810 | Multi-boiler/Multi-turbine | Gas Turbine | Turbine |  | 5085 | Interstage gas passages - HP
850 | Combined Cycle Block | Gas Turbine | Turbine |  | 5085 | Interstage gas passages - HP
851 | CC GT units | Gas Turbine | Turbine |  | 5085 | Interstage gas passages - HP
852 | CC steam units | Gas Turbine | Turbine |  | 5085 | Interstage gas passages - HP
860 | Co-generator Block | Gas Turbine | Turbine |  | 5085 | Interstage gas passages - HP
861 | CoG GT units | Gas Turbine | Turbine |  | 5085 | Interstage gas passages - HP
862 | CoG steam units | Gas Turbine | Turbine |  | 5085 | Interstage gas passages - HP
300 | Gas Turbine/Jet Engine (Simple Cycle Operation) | Gas Turbine | Turbine |  | 5086 | High pressure shaft seals
800 | Miscellaneous | Gas Turbine | Turbine |  | 5086 | High pressure shaft seals
810 | Multi-boiler/Multi-turbine | Gas Turbine | Turbine |  | 5086 | High pressure shaft seals
850 | Combined Cycle Block | Gas Turbine | Turbine |  | 5086 | High pressure shaft seals
851 | CC GT units | Gas Turbine | Turbine |  | 5086 | High pressure shaft seals
852 | CC steam units | Gas Turbine | Turbine |  | 5086 | High pressure shaft seals
860 | Co-generator Block | Gas Turbine | Turbine |  | 5086 | High pressure shaft seals
861 | CoG GT units | Gas Turbine | Turbine |  | 5086 | High pressure shaft seals
862 | CoG steam units | Gas Turbine | Turbine |  | 5086 | High pressure shaft seals
300 | Gas Turbine/Jet Engine (Simple Cycle Operation) | Gas Turbine | Turbine |  | 5087 | Thrust bearing
800 | Miscellaneous | Gas Turbine | Turbine |  | 5087 | Thrust bearing
850 | Combined Cycle Block | Gas Turbine | Turbine |  | 5087 | Thrust bearing
851 | CC GT units | Gas Turbine | Turbine |  | 5087 | Thrust bearing
852 | CC steam units | Gas Turbine | Turbine |  | 5087 | Thrust bearing
860 | Co-generator Block | Gas Turbine | Turbine |  | 5087 | Thrust bearing
861 | CoG GT units | Gas Turbine | Turbine |  | 5087 | Thrust bearing
862 | CoG steam units | Gas Turbine | Turbine |  | 5087 | Thrust bearing
300 | Gas Turbine/Jet Engine (Simple Cycle Operation) | Gas Turbine | Turbine |  | 5088 | Gas turbine cooling system
850 | Combined Cycle Block | Gas Turbine | Turbine |  | 5088 | Gas turbine cooling system
851 | CC GT units | Gas Turbine | Turbine |  | 5088 | Gas turbine cooling system
852 | CC steam units | Gas Turbine | Turbine |  | 5088 | Gas turbine cooling system
860 | Co-generator Block | Gas Turbine | Turbine |  | 5088 | Gas turbine cooling system
861 | CoG GT units | Gas Turbine | Turbine |  | 5088 | Gas turbine cooling system
862 | CoG steam units | Gas Turbine | Turbine |  | 5088 | Gas turbine cooling system
300 | Gas Turbine/Jet Engine (Simple Cycle Operation) | Gas Turbine | Turbine |  | 5089 | Other high pressure problems
800 | Miscellaneous | Gas Turbine | Turbine |  | 5089 | Other high pressure problems
810 | Multi-boiler/Multi-turbine | Gas Turbine | Turbine |  | 5089 | Other high pressure problems
850 | Combined Cycle Block | Gas Turbine | Turbine |  | 5089 | Other high pressure problems
851 | CC GT units | Gas Turbine | Turbine |  | 5089 | Other high pressure problems
852 | CC steam units | Gas Turbine | Turbine |  | 5089 | Other high pressure problems
860 | Co-generator Block | Gas Turbine | Turbine |  | 5089 | Other high pressure problems
861 | CoG GT units | Gas Turbine | Turbine |  | 5089 | Other high pressure problems
862 | CoG steam units | Gas Turbine | Turbine |  | 5089 | Other high pressure problems
300 | Gas Turbine/Jet Engine (Simple Cycle Operation) | Gas Turbine | Turbine |  | 5090 | Low pressure shaft
800 | Miscellaneous | Gas Turbine | Turbine |  | 5090 | Low pressure shaft
810 | Multi-boiler/Multi-turbine | Gas Turbine | Turbine |  | 5090 | Low pressure shaft
850 | Combined Cycle Block | Gas Turbine | Turbine |  | 5090 | Low pressure shaft
851 | CC GT units | Gas Turbine | Turbine |  | 5090 | Low pressure shaft
852 | CC steam units | Gas Turbine | Turbine |  | 5090 | Low pressure shaft
860 | Co-generator Block | Gas Turbine | Turbine |  | 5090 | Low pressure shaft
861 | CoG GT units | Gas Turbine | Turbine |  | 5090 | Low pressure shaft
862 | CoG steam units | Gas Turbine | Turbine |  | 5090 | Low pressure shaft
300 | Gas Turbine/Jet Engine (Simple Cycle Operation) | Gas Turbine | Turbine |  | 5091 | Low pressure bearings
800 | Miscellaneous | Gas Turbine | Turbine |  | 5091 | Low pressure bearings
810 | Multi-boiler/Multi-turbine | Gas Turbine | Turbine |  | 5091 | Low pressure bearings
850 | Combined Cycle Block | Gas Turbine | Turbine |  | 5091 | Low pressure bearings
851 | CC GT units | Gas Turbine | Turbine |  | 5091 | Low pressure bearings
852 | CC steam units | Gas Turbine | Turbine |  | 5091 | Low pressure bearings
860 | Co-generator Block | Gas Turbine | Turbine |  | 5091 | Low pressure bearings
861 | CoG GT units | Gas Turbine | Turbine |  | 5091 | Low pressure bearings
862 | CoG steam units | Gas Turbine | Turbine |  | 5091 | Low pressure bearings
300 | Gas Turbine/Jet Engine (Simple Cycle Operation) | Gas Turbine | Turbine |  | 5092 | Low pressure blades/buckets
800 | Miscellaneous | Gas Turbine | Turbine |  | 5092 | Low pressure blades/buckets
810 | Multi-boiler/Multi-turbine | Gas Turbine | Turbine |  | 5092 | Low pressure blades/buckets
850 | Combined Cycle Block | Gas Turbine | Turbine |  | 5092 | Low pressure blades/buckets
851 | CC GT units | Gas Turbine | Turbine |  | 5092 | Low pressure blades/buckets
852 | CC steam units | Gas Turbine | Turbine |  | 5092 | Low pressure blades/buckets
860 | Co-generator Block | Gas Turbine | Turbine |  | 5092 | Low pressure blades/buckets
861 | CoG GT units | Gas Turbine | Turbine |  | 5092 | Low pressure blades/buckets
862 | CoG steam units | Gas Turbine | Turbine |  | 5092 | Low pressure blades/buckets
300 | Gas Turbine/Jet Engine (Simple Cycle Operation) | Gas Turbine | Turbine |  | 5093 | Low pressure nozzles/vanes
800 | Miscellaneous | Gas Turbine | Turbine |  | 5093 | Low pressure nozzles/vanes
810 | Multi-boiler/Multi-turbine | Gas Turbine | Turbine |  | 5093 | Low pressure nozzles/vanes
850 | Combined Cycle Block | Gas Turbine | Turbine |  | 5093 | Low pressure nozzles/vanes
851 | CC GT units | Gas Turbine | Turbine |  | 5093 | Low pressure nozzles/vanes
852 | CC steam units | Gas Turbine | Turbine |  | 5093 | Low pressure nozzles/vanes
860 | Co-generator Block | Gas Turbine | Turbine |  | 5093 | Low pressure nozzles/vanes
861 | CoG GT units | Gas Turbine | Turbine |  | 5093 | Low pressure nozzles/vanes
862 | CoG steam units | Gas Turbine | Turbine |  | 5093 | Low pressure nozzles/vanes
300 | Gas Turbine/Jet Engine (Simple Cycle Operation) | Gas Turbine | Turbine |  | 5094 | Low pressure casing/expansion joints
800 | Miscellaneous | Gas Turbine | Turbine |  | 5094 | Low pressure casing/expansion joints
810 | Multi-boiler/Multi-turbine | Gas Turbine | Turbine |  | 5094 | Low pressure casing/expansion joints
850 | Combined Cycle Block | Gas Turbine | Turbine |  | 5094 | Low pressure casing/expansion joints
851 | CC GT units | Gas Turbine | Turbine |  | 5094 | Low pressure casing/expansion joints
852 | CC steam units | Gas Turbine | Turbine |  | 5094 | Low pressure casing/expansion joints
860 | Co-generator Block | Gas Turbine | Turbine |  | 5094 | Low pressure casing/expansion joints
861 | CoG GT units | Gas Turbine | Turbine |  | 5094 | Low pressure casing/expansion joints
862 | CoG steam units | Gas Turbine | Turbine |  | 5094 | Low pressure casing/expansion joints
300 | Gas Turbine/Jet Engine (Simple Cycle Operation) | Gas Turbine | Turbine |  | 5095 | Interstage gas passages - LP
800 | Miscellaneous | Gas Turbine | Turbine |  | 5095 | Interstage gas passages - LP
810 | Multi-boiler/Multi-turbine | Gas Turbine | Turbine |  | 5095 | Interstage gas passages - LP
850 | Combined Cycle Block | Gas Turbine | Turbine |  | 5095 | Interstage gas passages - LP
851 | CC GT units | Gas Turbine | Turbine |  | 5095 | Interstage gas passages - LP
852 | CC steam units | Gas Turbine | Turbine |  | 5095 | Interstage gas passages - LP
860 | Co-generator Block | Gas Turbine | Turbine |  | 5095 | Interstage gas passages - LP
861 | CoG GT units | Gas Turbine | Turbine |  | 5095 | Interstage gas passages - LP
862 | CoG steam units | Gas Turbine | Turbine |  | 5095 | Interstage gas passages - LP
300 | Gas Turbine/Jet Engine (Simple Cycle Operation) | Gas Turbine | Turbine |  | 5096 | Low pressure shaft seals
800 | Miscellaneous | Gas Turbine | Turbine |  | 5096 | Low pressure shaft seals
810 | Multi-boiler/Multi-turbine | Gas Turbine | Turbine |  | 5096 | Low pressure shaft seals
850 | Combined Cycle Block | Gas Turbine | Turbine |  | 5096 | Low pressure shaft seals
851 | CC GT units | Gas Turbine | Turbine |  | 5096 | Low pressure shaft seals
852 | CC steam units | Gas Turbine | Turbine |  | 5096 | Low pressure shaft seals
860 | Co-generator Block | Gas Turbine | Turbine |  | 5096 | Low pressure shaft seals
861 | CoG GT units | Gas Turbine | Turbine |  | 5096 | Low pressure shaft seals
862 | CoG steam units | Gas Turbine | Turbine |  | 5096 | Low pressure shaft seals
300 | Gas Turbine/Jet Engine (Simple Cycle Operation) | Gas Turbine | Turbine |  | 5097 | Other low pressure problems
800 | Miscellaneous | Gas Turbine | Turbine |  | 5097 | Other low pressure problems
810 | Multi-boiler/Multi-turbine | Gas Turbine | Turbine |  | 5097 | Other low pressure problems
850 | Combined Cycle Block | Gas Turbine | Turbine |  | 5097 | Other low pressure problems
851 | CC GT units | Gas Turbine | Turbine |  | 5097 | Other low pressure problems
852 | CC steam units | Gas Turbine | Turbine |  | 5097 | Other low pressure problems
860 | Co-generator Block | Gas Turbine | Turbine |  | 5097 | Other low pressure problems
861 | CoG GT units | Gas Turbine | Turbine |  | 5097 | Other low pressure problems
862 | CoG steam units | Gas Turbine | Turbine |  | 5097 | Other low pressure problems
300 | Gas Turbine/Jet Engine (Simple Cycle Operation) | Gas Turbine | Turbine |  | 5098 | Expansion joints
800 | Miscellaneous | Gas Turbine | Turbine |  | 5098 | Expansion joints
810 | Multi-boiler/Multi-turbine | Gas Turbine | Turbine |  | 5098 | Expansion joints
850 | Combined Cycle Block | Gas Turbine | Turbine |  | 5098 | Expansion joints
851 | CC GT units | Gas Turbine | Turbine |  | 5098 | Expansion joints
852 | CC steam units | Gas Turbine | Turbine |  | 5098 | Expansion joints
860 | Co-generator Block | Gas Turbine | Turbine |  | 5098 | Expansion joints
861 | CoG GT units | Gas Turbine | Turbine |  | 5098 | Expansion joints
862 | CoG steam units | Gas Turbine | Turbine |  | 5098 | Expansion joints
300 | Gas Turbine/Jet Engine (Simple Cycle Operation) | Gas Turbine | Turbine |  | 5099 | HP to LP coupling
800 | Miscellaneous | Gas Turbine | Turbine |  | 5099 | HP to LP coupling
810 | Multi-boiler/Multi-turbine | Gas Turbine | Turbine |  | 5099 | HP to LP coupling
850 | Combined Cycle Block | Gas Turbine | Turbine |  | 5099 | HP to LP coupling
851 | CC GT units | Gas Turbine | Turbine |  | 5099 | HP to LP coupling
852 | CC steam units | Gas Turbine | Turbine |  | 5099 | HP to LP coupling
860 | Co-generator Block | Gas Turbine | Turbine |  | 5099 | HP to LP coupling
861 | CoG GT units | Gas Turbine | Turbine |  | 5099 | HP to LP coupling
862 | CoG steam units | Gas Turbine | Turbine |  | 5099 | HP to LP coupling
300 | Gas Turbine/Jet Engine (Simple Cycle Operation) | Gas Turbine | Exhaust Systems |  | 5100 | Chamber
800 | Miscellaneous | Gas Turbine | Exhaust Systems |  | 5100 | Chamber
810 | Multi-boiler/Multi-turbine | Gas Turbine | Exhaust Systems |  | 5100 | Chamber
850 | Combined Cycle Block | Gas Turbine | Exhaust Systems |  | 5100 | Chamber
851 | CC GT units | Gas Turbine | Exhaust Systems |  | 5100 | Chamber
852 | CC steam units | Gas Turbine | Exhaust Systems |  | 5100 | Chamber
860 | Co-generator Block | Gas Turbine | Exhaust Systems |  | 5100 | Chamber
861 | CoG GT units | Gas Turbine | Exhaust Systems |  | 5100 | Chamber
862 | CoG steam units | Gas Turbine | Exhaust Systems |  | 5100 | Chamber
300 | Gas Turbine/Jet Engine (Simple Cycle Operation) | Gas Turbine | Exhaust Systems |  | 5101 | Hoods
800 | Miscellaneous | Gas Turbine | Exhaust Systems |  | 5101 | Hoods
810 | Multi-boiler/Multi-turbine | Gas Turbine | Exhaust Systems |  | 5101 | Hoods
850 | Combined Cycle Block | Gas Turbine | Exhaust Systems |  | 5101 | Hoods
851 | CC GT units | Gas Turbine | Exhaust Systems |  | 5101 | Hoods
852 | CC steam units | Gas Turbine | Exhaust Systems |  | 5101 | Hoods
860 | Co-generator Block | Gas Turbine | Exhaust Systems |  | 5101 | Hoods
861 | CoG GT units | Gas Turbine | Exhaust Systems |  | 5101 | Hoods
862 | CoG steam units | Gas Turbine | Exhaust Systems |  | 5101 | Hoods
300 | Gas Turbine/Jet Engine (Simple Cycle Operation) | Gas Turbine | Exhaust Systems |  | 5102 | Vanes/nozzles
800 | Miscellaneous | Gas Turbine | Exhaust Systems |  | 5102 | Vanes/nozzles
810 | Multi-boiler/Multi-turbine | Gas Turbine | Exhaust Systems |  | 5102 | Vanes/nozzles
850 | Combined Cycle Block | Gas Turbine | Exhaust Systems |  | 5102 | Vanes/nozzles
851 | CC GT units | Gas Turbine | Exhaust Systems |  | 5102 | Vanes/nozzles
852 | CC steam units | Gas Turbine | Exhaust Systems |  | 5102 | Vanes/nozzles
860 | Co-generator Block | Gas Turbine | Exhaust Systems |  | 5102 | Vanes/nozzles
861 | CoG GT units | Gas Turbine | Exhaust Systems |  | 5102 | Vanes/nozzles
862 | CoG steam units | Gas Turbine | Exhaust Systems |  | 5102 | Vanes/nozzles
300 | Gas Turbine/Jet Engine (Simple Cycle Operation) | Gas Turbine | Exhaust Systems |  | 5103 | Silencer
800 | Miscellaneous | Gas Turbine | Exhaust Systems |  | 5103 | Silencer
810 | Multi-boiler/Multi-turbine | Gas Turbine | Exhaust Systems |  | 5103 | Silencer
850 | Combined Cycle Block | Gas Turbine | Exhaust Systems |  | 5103 | Silencer
851 | CC GT units | Gas Turbine | Exhaust Systems |  | 5103 | Silencer
852 | CC steam units | Gas Turbine | Exhaust Systems |  | 5103 | Silencer
860 | Co-generator Block | Gas Turbine | Exhaust Systems |  | 5103 | Silencer
861 | CoG GT units | Gas Turbine | Exhaust Systems |  | 5103 | Silencer
862 | CoG steam units | Gas Turbine | Exhaust Systems |  | 5103 | Silencer
300 | Gas Turbine/Jet Engine (Simple Cycle Operation) | Gas Turbine | Exhaust Systems |  | 5104 | Cones
800 | Miscellaneous | Gas Turbine | Exhaust Systems |  | 5104 | Cones
810 | Multi-boiler/Multi-turbine | Gas Turbine | Exhaust Systems |  | 5104 | Cones
850 | Combined Cycle Block | Gas Turbine | Exhaust Systems |  | 5104 | Cones
851 | CC GT units | Gas Turbine | Exhaust Systems |  | 5104 | Cones
852 | CC steam units | Gas Turbine | Exhaust Systems |  | 5104 | Cones
860 | Co-generator Block | Gas Turbine | Exhaust Systems |  | 5104 | Cones
861 | CoG GT units | Gas Turbine | Exhaust Systems |  | 5104 | Cones
862 | CoG steam units | Gas Turbine | Exhaust Systems |  | 5104 | Cones
300 | Gas Turbine/Jet Engine (Simple Cycle Operation) | Gas Turbine | Exhaust Systems |  | 5105 | Diverter Dampers
850 | Combined Cycle Block | Gas Turbine | Exhaust Systems |  | 5105 | Diverter Dampers
851 | CC GT units | Gas Turbine | Exhaust Systems |  | 5105 | Diverter Dampers
852 | CC steam units | Gas Turbine | Exhaust Systems |  | 5105 | Diverter Dampers
860 | Co-generator Block | Gas Turbine | Exhaust Systems |  | 5105 | Diverter Dampers
861 | CoG GT units | Gas Turbine | Exhaust Systems |  | 5105 | Diverter Dampers
862 | CoG steam units | Gas Turbine | Exhaust Systems |  | 5105 | Diverter Dampers
300 | Gas Turbine/Jet Engine (Simple Cycle Operation) | Gas Turbine | Exhaust Systems |  | 5106 | Exhaust Stack
850 | Combined Cycle Block | Gas Turbine | Exhaust Systems |  | 5106 | Exhaust Stack
851 | CC GT units | Gas Turbine | Exhaust Systems |  | 5106 | Exhaust Stack
852 | CC steam units | Gas Turbine | Exhaust Systems |  | 5106 | Exhaust Stack
860 | Co-generator Block | Gas Turbine | Exhaust Systems |  | 5106 | Exhaust Stack
861 | CoG GT units | Gas Turbine | Exhaust Systems |  | 5106 | Exhaust Stack
862 | CoG steam units | Gas Turbine | Exhaust Systems |  | 5106 | Exhaust Stack
300 | Gas Turbine/Jet Engine (Simple Cycle Operation) | Gas Turbine | Exhaust Systems |  | 5108 | High engine exhaust temperature
800 | Miscellaneous | Gas Turbine | Exhaust Systems |  | 5108 | High engine exhaust temperature
810 | Multi-boiler/Multi-turbine | Gas Turbine | Exhaust Systems |  | 5108 | High engine exhaust temperature
850 | Combined Cycle Block | Gas Turbine | Exhaust Systems |  | 5108 | High engine exhaust temperature
851 | CC GT units | Gas Turbine | Exhaust Systems |  | 5108 | High engine exhaust temperature
852 | CC steam units | Gas Turbine | Exhaust Systems |  | 5108 | High engine exhaust temperature
860 | Co-generator Block | Gas Turbine | Exhaust Systems |  | 5108 | High engine exhaust temperature
861 | CoG GT units | Gas Turbine | Exhaust Systems |  | 5108 | High engine exhaust temperature
862 | CoG steam units | Gas Turbine | Exhaust Systems |  | 5108 | High engine exhaust temperature
300 | Gas Turbine/Jet Engine (Simple Cycle Operation) | Gas Turbine | Exhaust Systems |  | 5109 | Other exhaust problems (including high exhaust system temperature not attributable to a specific problem)
800 | Miscellaneous | Gas Turbine | Exhaust Systems |  | 5109 | Other exhaust problems (including high exhaust system temperature not attributable to a specific problem)
810 | Multi-boiler/Multi-turbine | Gas Turbine | Exhaust Systems |  | 5109 | Other exhaust problems (including high exhaust system temperature not attributable to a specific problem)
850 | Combined Cycle Block | Gas Turbine | Exhaust Systems |  | 5109 | Other exhaust problems (including high exhaust system temperature not attributable to a specific problem)
851 | CC GT units | Gas Turbine | Exhaust Systems |  | 5109 | Other exhaust problems (including high exhaust system temperature not attributable to a specific problem)
852 | CC steam units | Gas Turbine | Exhaust Systems |  | 5109 | Other exhaust problems (including high exhaust system temperature not attributable to a specific problem)
860 | Co-generator Block | Gas Turbine | Exhaust Systems |  | 5109 | Other exhaust problems (including high exhaust system temperature not attributable to a specific problem)
861 | CoG GT units | Gas Turbine | Exhaust Systems |  | 5109 | Other exhaust problems (including high exhaust system temperature not attributable to a specific problem)
862 | CoG steam units | Gas Turbine | Exhaust Systems |  | 5109 | Other exhaust problems (including high exhaust system temperature not attributable to a specific problem)
300 | Gas Turbine/Jet Engine (Simple Cycle Operation) | Gas Turbine | Auxiliary Systems |  | 5110 | Lube oil system - general
800 | Miscellaneous | Gas Turbine | Auxiliary Systems |  | 5110 | Lube oil system - general
810 | Multi-boiler/Multi-turbine | Gas Turbine | Auxiliary Systems |  | 5110 | Lube oil system - general
850 | Combined Cycle Block | Gas Turbine | Auxiliary Systems |  | 5110 | Lube oil system - general
851 | CC GT units | Gas Turbine | Auxiliary Systems |  | 5110 | Lube oil system - general
852 | CC steam units | Gas Turbine | Auxiliary Systems |  | 5110 | Lube oil system - general
860 | Co-generator Block | Gas Turbine | Auxiliary Systems |  | 5110 | Lube oil system - general
861 | CoG GT units | Gas Turbine | Auxiliary Systems |  | 5110 | Lube oil system - general
862 | CoG steam units | Gas Turbine | Auxiliary Systems |  | 5110 | Lube oil system - general
300 | Gas Turbine/Jet Engine (Simple Cycle Operation) | Gas Turbine | Auxiliary Systems |  | 5111 | Lube oil pumps
800 | Miscellaneous | Gas Turbine | Auxiliary Systems |  | 5111 | Lube oil pumps
810 | Multi-boiler/Multi-turbine | Gas Turbine | Auxiliary Systems |  | 5111 | Lube oil pumps
850 | Combined Cycle Block | Gas Turbine | Auxiliary Systems |  | 5111 | Lube oil pumps
851 | CC GT units | Gas Turbine | Auxiliary Systems |  | 5111 | Lube oil pumps
852 | CC steam units | Gas Turbine | Auxiliary Systems |  | 5111 | Lube oil pumps
860 | Co-generator Block | Gas Turbine | Auxiliary Systems |  | 5111 | Lube oil pumps
861 | CoG GT units | Gas Turbine | Auxiliary Systems |  | 5111 | Lube oil pumps
862 | CoG steam units | Gas Turbine | Auxiliary Systems |  | 5111 | Lube oil pumps
300 | Gas Turbine/Jet Engine (Simple Cycle Operation) | Gas Turbine | Auxiliary Systems |  | 5112 | Lube oil coolers
800 | Miscellaneous | Gas Turbine | Auxiliary Systems |  | 5112 | Lube oil coolers
810 | Multi-boiler/Multi-turbine | Gas Turbine | Auxiliary Systems |  | 5112 | Lube oil coolers
850 | Combined Cycle Block | Gas Turbine | Auxiliary Systems |  | 5112 | Lube oil coolers
851 | CC GT units | Gas Turbine | Auxiliary Systems |  | 5112 | Lube oil coolers
852 | CC steam units | Gas Turbine | Auxiliary Systems |  | 5112 | Lube oil coolers
860 | Co-generator Block | Gas Turbine | Auxiliary Systems |  | 5112 | Lube oil coolers
861 | CoG GT units | Gas Turbine | Auxiliary Systems |  | 5112 | Lube oil coolers
862 | CoG steam units | Gas Turbine | Auxiliary Systems |  | 5112 | Lube oil coolers
300 | Gas Turbine/Jet Engine (Simple Cycle Operation) | Gas Turbine | Auxiliary Systems |  | 5113 | Lube oil valves/piping
800 | Miscellaneous | Gas Turbine | Auxiliary Systems |  | 5113 | Lube oil valves/piping
810 | Multi-boiler/Multi-turbine | Gas Turbine | Auxiliary Systems |  | 5113 | Lube oil valves/piping
850 | Combined Cycle Block | Gas Turbine | Auxiliary Systems |  | 5113 | Lube oil valves/piping
851 | CC GT units | Gas Turbine | Auxiliary Systems |  | 5113 | Lube oil valves/piping
852 | CC steam units | Gas Turbine | Auxiliary Systems |  | 5113 | Lube oil valves/piping
860 | Co-generator Block | Gas Turbine | Auxiliary Systems |  | 5113 | Lube oil valves/piping
861 | CoG GT units | Gas Turbine | Auxiliary Systems |  | 5113 | Lube oil valves/piping
862 | CoG steam units | Gas Turbine | Auxiliary Systems |  | 5113 | Lube oil valves/piping
300 | Gas Turbine/Jet Engine (Simple Cycle Operation) | Gas Turbine | Auxiliary Systems |  | 5114 | Lube oil filters
400 | Internal Combustion/Reciprocating Engines | Internal Combustion/Reciprocating Engines | Engine Auxiliaries |  | 5114 | Lube oil filters
800 | Miscellaneous | Gas Turbine | Auxiliary Systems |  | 5114 | Lube oil filters
810 | Multi-boiler/Multi-turbine | Gas Turbine | Auxiliary Systems |  | 5114 | Lube oil filters
850 | Combined Cycle Block | Gas Turbine | Auxiliary Systems |  | 5114 | Lube oil filters
851 | CC GT units | Gas Turbine | Auxiliary Systems |  | 5114 | Lube oil filters
852 | CC steam units | Gas Turbine | Auxiliary Systems |  | 5114 | Lube oil filters
860 | Co-generator Block | Gas Turbine | Auxiliary Systems |  | 5114 | Lube oil filters
861 | CoG GT units | Gas Turbine | Auxiliary Systems |  | 5114 | Lube oil filters
862 | CoG steam units | Gas Turbine | Auxiliary Systems |  | 5114 | Lube oil filters
300 | Gas Turbine/Jet Engine (Simple Cycle Operation) | Gas Turbine | Auxiliary Systems |  | 5115 | Oil vapor extractor
800 | Miscellaneous | Gas Turbine | Auxiliary Systems |  | 5115 | Oil vapor extractor
810 | Multi-boiler/Multi-turbine | Gas Turbine | Auxiliary Systems |  | 5115 | Oil vapor extractor
850 | Combined Cycle Block | Gas Turbine | Auxiliary Systems |  | 5115 | Oil vapor extractor
851 | CC GT units | Gas Turbine | Auxiliary Systems |  | 5115 | Oil vapor extractor
852 | CC steam units | Gas Turbine | Auxiliary Systems |  | 5115 | Oil vapor extractor
860 | Co-generator Block | Gas Turbine | Auxiliary Systems |  | 5115 | Oil vapor extractor
861 | CoG GT units | Gas Turbine | Auxiliary Systems |  | 5115 | Oil vapor extractor
862 | CoG steam units | Gas Turbine | Auxiliary Systems |  | 5115 | Oil vapor extractor
300 | Gas Turbine/Jet Engine (Simple Cycle Operation) | Gas Turbine | Auxiliary Systems |  | 5116 | Power Augmentation System Equipment
800 | Miscellaneous | Gas Turbine | Auxiliary Systems |  | 5116 | Power Augmentation System Equipment
810 | Multi-boiler/Multi-turbine | Gas Turbine | Auxiliary Systems |  | 5116 | Power Augmentation System Equipment
850 | Combined Cycle Block | Gas Turbine | Auxiliary Systems |  | 5116 | Power Augmentation System Equipment
851 | CC GT units | Gas Turbine | Auxiliary Systems |  | 5116 | Power Augmentation System Equipment
852 | CC steam units | Gas Turbine | Auxiliary Systems |  | 5116 | Power Augmentation System Equipment
860 | Co-generator Block | Gas Turbine | Auxiliary Systems |  | 5116 | Power Augmentation System Equipment
861 | CoG GT units | Gas Turbine | Auxiliary Systems |  | 5116 | Power Augmentation System Equipment
862 | CoG steam units | Gas Turbine | Auxiliary Systems |  | 5116 | Power Augmentation System Equipment
300 | Gas Turbine/Jet Engine (Simple Cycle Operation) | Gas Turbine | Auxiliary Systems |  | 5117 | Power augmentation piping
800 | Miscellaneous | Gas Turbine | Auxiliary Systems |  | 5117 | Power Augmentation Piping
810 | Multi-boiler/Multi-turbine | Gas Turbine | Auxiliary Systems |  | 5117 | Power augmentation piping
850 | Combined Cycle Block | Gas Turbine | Auxiliary Systems |  | 5117 | Power augmentation piping
851 | CC GT units | Gas Turbine | Auxiliary Systems |  | 5117 | Power augmentation piping
852 | CC steam units | Gas Turbine | Auxiliary Systems |  | 5117 | Power augmentation piping
860 | Co-generator Block | Gas Turbine | Auxiliary Systems |  | 5117 | Power augmentation piping
861 | CoG GT units | Gas Turbine | Auxiliary Systems |  | 5117 | Power augmentation piping
862 | CoG steam units | Gas Turbine | Auxiliary Systems |  | 5117 | Power augmentation piping
300 | Gas Turbine/Jet Engine (Simple Cycle Operation) | Gas Turbine | Auxiliary Systems |  | 5118 | Power augmentation valves
800 | Miscellaneous | Gas Turbine | Auxiliary Systems |  | 5118 | Power augmentation valves
810 | Multi-boiler/Multi-turbine | Gas Turbine | Auxiliary Systems |  | 5118 | Power augmentation valves
850 | Combined Cycle Block | Gas Turbine | Auxiliary Systems |  | 5118 | Power augmentation valves
851 | CC GT units | Gas Turbine | Auxiliary Systems |  | 5118 | Power augmentation valves
852 | CC steam units | Gas Turbine | Auxiliary Systems |  | 5118 | Power augmentation valves
860 | Co-generator Block | Gas Turbine | Auxiliary Systems |  | 5118 | Power augmentation valves
861 | CoG GT units | Gas Turbine | Auxiliary Systems |  | 5118 | Power augmentation valves
862 | CoG steam units | Gas Turbine | Auxiliary Systems |  | 5118 | Power augmentation valves
300 | Gas Turbine/Jet Engine (Simple Cycle Operation) | Gas Turbine | Auxiliary Systems |  | 5119 | Power augmentation controls
800 | Miscellaneous | Gas Turbine | Auxiliary Systems |  | 5119 | Power augmentation controls
810 | Multi-boiler/Multi-turbine | Gas Turbine | Auxiliary Systems |  | 5119 | Power augmentation controls
850 | Combined Cycle Block | Gas Turbine | Auxiliary Systems |  | 5119 | Power augmentation controls
851 | CC GT units | Gas Turbine | Auxiliary Systems |  | 5119 | Power augmentation controls
852 | CC steam units | Gas Turbine | Auxiliary Systems |  | 5119 | Power augmentation controls
860 | Co-generator Block | Gas Turbine | Auxiliary Systems |  | 5119 | Power augmentation controls
861 | CoG GT units | Gas Turbine | Auxiliary Systems |  | 5119 | Power augmentation controls
862 | CoG steam units | Gas Turbine | Auxiliary Systems |  | 5119 | Power augmentation controls
300 | Gas Turbine/Jet Engine (Simple Cycle Operation) | Gas Turbine | Auxiliary Systems |  | 5120 | Hydraulic oil system
800 | Miscellaneous | Gas Turbine | Auxiliary Systems |  | 5120 | Hydraulic oil system
810 | Multi-boiler/Multi-turbine | Gas Turbine | Auxiliary Systems |  | 5120 | Hydraulic oil system
850 | Combined Cycle Block | Gas Turbine | Auxiliary Systems |  | 5120 | Hydraulic oil system
851 | CC GT units | Gas Turbine | Auxiliary Systems |  | 5120 | Hydraulic oil system
852 | CC steam units | Gas Turbine | Auxiliary Systems |  | 5120 | Hydraulic oil system
860 | Co-generator Block | Gas Turbine | Auxiliary Systems |  | 5120 | Hydraulic oil system
861 | CoG GT units | Gas Turbine | Auxiliary Systems |  | 5120 | Hydraulic oil system
862 | CoG steam units | Gas Turbine | Auxiliary Systems |  | 5120 | Hydraulic oil system
300 | Gas Turbine/Jet Engine (Simple Cycle Operation) | Gas Turbine | Auxiliary Systems |  | 5121 | Hydraulic oil system pumps
800 | Miscellaneous | Gas Turbine | Auxiliary Systems |  | 5121 | Hydraulic Oil system pumps
810 | Multi-boiler/Multi-turbine | Gas Turbine | Auxiliary Systems |  | 5121 | Hydraulic oil system pumps
850 | Combined Cycle Block | Gas Turbine | Auxiliary Systems |  | 5121 | Hydraulic oil system pumps
851 | CC GT units | Gas Turbine | Auxiliary Systems |  | 5121 | Hydraulic oil system pumps
852 | CC steam units | Gas Turbine | Auxiliary Systems |  | 5121 | Hydraulic oil system pumps
860 | Co-generator Block | Gas Turbine | Auxiliary Systems |  | 5121 | Hydraulic oil system pumps
861 | CoG GT units | Gas Turbine | Auxiliary Systems |  | 5121 | Hydraulic oil system pumps
862 | CoG steam units | Gas Turbine | Auxiliary Systems |  | 5121 | Hydraulic oil system pumps
300 | Gas Turbine/Jet Engine (Simple Cycle Operation) | Gas Turbine | Auxiliary Systems |  | 5122 | Hydraulic oil system piping/valves
800 | Miscellaneous | Gas Turbine | Auxiliary Systems |  | 5122 | Hydraulic oil system piping/valves
810 | Multi-boiler/Multi-turbine | Gas Turbine | Auxiliary Systems |  | 5122 | Hydraulic oil system piping/valves
850 | Combined Cycle Block | Gas Turbine | Auxiliary Systems |  | 5122 | Hydraulic oil system piping/valves
851 | CC GT units | Gas Turbine | Auxiliary Systems |  | 5122 | Hydraulic oil system piping/valves
852 | CC steam units | Gas Turbine | Auxiliary Systems |  | 5122 | Hydraulic oil system piping/valves
860 | Co-generator Block | Gas Turbine | Auxiliary Systems |  | 5122 | Hydraulic oil system piping/valves
861 | CoG GT units | Gas Turbine | Auxiliary Systems |  | 5122 | Hydraulic oil system piping/valves
862 | CoG steam units | Gas Turbine | Auxiliary Systems |  | 5122 | Hydraulic oil system piping/valves
300 | Gas Turbine/Jet Engine (Simple Cycle Operation) | Gas Turbine | Auxiliary Systems |  | 5130 | Starting system (including motor)
800 | Miscellaneous | Gas Turbine | Auxiliary Systems |  | 5130 | Starting system (including motor)
810 | Multi-boiler/Multi-turbine | Gas Turbine | Auxiliary Systems |  | 5130 | Starting system (including motor)
850 | Combined Cycle Block | Gas Turbine | Auxiliary Systems |  | 5130 | Starting system (including motor)
851 | CC GT units | Gas Turbine | Auxiliary Systems |  | 5130 | Starting system (including motor)
852 | CC steam units | Gas Turbine | Auxiliary Systems |  | 5130 | Starting system (including motor)
860 | Co-generator Block | Gas Turbine | Auxiliary Systems |  | 5130 | Starting system (including motor)
861 | CoG GT units | Gas Turbine | Auxiliary Systems |  | 5130 | Starting system (including motor)
862 | CoG steam units | Gas Turbine | Auxiliary Systems |  | 5130 | Starting system (including motor)
300 | Gas Turbine/Jet Engine (Simple Cycle Operation) | Gas Turbine | Auxiliary Systems |  | 5140 | Battery and charger system
800 | Miscellaneous | Gas Turbine | Auxiliary Systems |  | 5140 | Battery and charger system
810 | Multi-boiler/Multi-turbine | Gas Turbine | Auxiliary Systems |  | 5140 | Battery and charger system
850 | Combined Cycle Block | Gas Turbine | Auxiliary Systems |  | 5140 | Battery and charger system
851 | CC GT units | Gas Turbine | Auxiliary Systems |  | 5140 | Battery and charger system
852 | CC steam units | Gas Turbine | Auxiliary Systems |  | 5140 | Battery and charger system
860 | Co-generator Block | Gas Turbine | Auxiliary Systems |  | 5140 | Battery and charger system
861 | CoG GT units | Gas Turbine | Auxiliary Systems |  | 5140 | Battery and charger system
862 | CoG steam units | Gas Turbine | Auxiliary Systems |  | 5140 | Battery and charger system
300 | Gas Turbine/Jet Engine (Simple Cycle Operation) | Gas Turbine | Auxiliary Systems |  | 5150 | Turning gear and motor
800 | Miscellaneous | Gas Turbine | Auxiliary Systems |  | 5150 | Turning gear and motor
810 | Multi-boiler/Multi-turbine | Gas Turbine | Auxiliary Systems |  | 5150 | Turning gear and motor
850 | Combined Cycle Block | Gas Turbine | Auxiliary Systems |  | 5150 | Turning gear and motor
851 | CC GT units | Gas Turbine | Auxiliary Systems |  | 5150 | Turning gear and motor
852 | CC steam units | Gas Turbine | Auxiliary Systems |  | 5150 | Turning gear and motor
860 | Co-generator Block | Gas Turbine | Auxiliary Systems |  | 5150 | Turning gear and motor
861 | CoG GT units | Gas Turbine | Auxiliary Systems |  | 5150 | Turning gear and motor
862 | CoG steam units | Gas Turbine | Auxiliary Systems |  | 5150 | Turning gear and motor
300 | Gas Turbine/Jet Engine (Simple Cycle Operation) | Gas Turbine | Auxiliary Systems |  | 5151 | Load gear compartment
810 | Multi-boiler/Multi-turbine | Gas Turbine | Auxiliary Systems |  | 5151 | Load Gear Compartment
850 | Combined Cycle Block | Gas Turbine | Auxiliary Systems |  | 5151 | Load gear compartment
851 | CC GT units | Gas Turbine | Auxiliary Systems |  | 5151 | Load gear compartment
852 | CC steam units | Gas Turbine | Auxiliary Systems |  | 5151 | Load gear compartment
860 | Co-generator Block | Gas Turbine | Auxiliary Systems |  | 5151 | Load gear compartment
861 | CoG GT units | Gas Turbine | Auxiliary Systems |  | 5151 | Load gear compartment
862 | CoG steam units | Gas Turbine | Auxiliary Systems |  | 5151 | Load gear compartment
300 | Gas Turbine/Jet Engine (Simple Cycle Operation) | Gas Turbine | Auxiliary Systems |  | 5160 | Cooling and seal air system
800 | Miscellaneous | Gas Turbine | Auxiliary Systems |  | 5160 | Cooling and seal air system
810 | Multi-boiler/Multi-turbine | Gas Turbine | Auxiliary Systems |  | 5160 | Cooling and seal air system
850 | Combined Cycle Block | Gas Turbine | Auxiliary Systems |  | 5160 | Cooling and seal air system
851 | CC GT units | Gas Turbine | Auxiliary Systems |  | 5160 | Cooling and seal air system
852 | CC steam units | Gas Turbine | Auxiliary Systems |  | 5160 | Cooling and seal air system
860 | Co-generator Block | Gas Turbine | Auxiliary Systems |  | 5160 | Cooling and seal air system
861 | CoG GT units | Gas Turbine | Auxiliary Systems |  | 5160 | Cooling and seal air system
862 | CoG steam units | Gas Turbine | Auxiliary Systems |  | 5160 | Cooling and seal air system
300 | Gas Turbine/Jet Engine (Simple Cycle Operation) | Gas Turbine | Auxiliary Systems |  | 5170 | Cooling water system
800 | Miscellaneous | Gas Turbine | Auxiliary Systems |  | 5170 | Cooling water system
810 | Multi-boiler/Multi-turbine | Gas Turbine | Auxiliary Systems |  | 5170 | Cooling water system
850 | Combined Cycle Block | Gas Turbine | Auxiliary Systems |  | 5170 | Cooling water system
851 | CC GT units | Gas Turbine | Auxiliary Systems |  | 5170 | Cooling water system
852 | CC steam units | Gas Turbine | Auxiliary Systems |  | 5170 | Cooling water system
860 | Co-generator Block | Gas Turbine | Auxiliary Systems |  | 5170 | Cooling water system
861 | CoG GT units | Gas Turbine | Auxiliary Systems |  | 5170 | Cooling water system
862 | CoG steam units | Gas Turbine | Auxiliary Systems |  | 5170 | Cooling water system
300 | Gas Turbine/Jet Engine (Simple Cycle Operation) | Gas Turbine | Auxiliary Systems |  | 5180 | Anti-icing system
800 | Miscellaneous | Gas Turbine | Auxiliary Systems |  | 5180 | Anti-icing system
810 | Multi-boiler/Multi-turbine | Gas Turbine | Auxiliary Systems |  | 5180 | Anti-icing system
850 | Combined Cycle Block | Gas Turbine | Auxiliary Systems |  | 5180 | Anti-icing system
851 | CC GT units | Gas Turbine | Auxiliary Systems |  | 5180 | Anti-icing system
852 | CC steam units | Gas Turbine | Auxiliary Systems |  | 5180 | Anti-icing system
860 | Co-generator Block | Gas Turbine | Auxiliary Systems |  | 5180 | Anti-icing system
861 | CoG GT units | Gas Turbine | Auxiliary Systems |  | 5180 | Anti-icing system
862 | CoG steam units | Gas Turbine | Auxiliary Systems |  | 5180 | Anti-icing system
300 | Gas Turbine/Jet Engine (Simple Cycle Operation) | Gas Turbine | Auxiliary Systems |  | 5190 | Other auxiliary system problems
800 | Miscellaneous | Gas Turbine | Auxiliary Systems |  | 5190 | Other auxiliary system problems
810 | Multi-boiler/Multi-turbine | Gas Turbine | Auxiliary Systems |  | 5190 | Other auxiliary system problems
850 | Combined Cycle Block | Gas Turbine | Auxiliary Systems |  | 5190 | Other auxiliary system problems
851 | CC GT units | Gas Turbine | Auxiliary Systems |  | 5190 | Other auxiliary system problems
852 | CC steam units | Gas Turbine | Auxiliary Systems |  | 5190 | Other auxiliary system problems
860 | Co-generator Block | Gas Turbine | Auxiliary Systems |  | 5190 | Other auxiliary system problems
861 | CoG GT units | Gas Turbine | Auxiliary Systems |  | 5190 | Other auxiliary system problems
862 | CoG steam units | Gas Turbine | Auxiliary Systems |  | 5190 | Other auxiliary system problems
300 | Gas Turbine/Jet Engine (Simple Cycle Operation) | Gas Turbine | Miscellaneous (Gas Turbine) |  | 5200 | Reduction gear
800 | Miscellaneous | Gas Turbine | Miscellaneous (Gas Turbine) |  | 5200 | Reduction gear
810 | Multi-boiler/Multi-turbine | Gas Turbine | Miscellaneous (Gas Turbine) |  | 5200 | Reduction gear
850 | Combined Cycle Block | Gas Turbine | Miscellaneous (Gas Turbine) |  | 5200 | Reduction gear
851 | CC GT units | Gas Turbine | Miscellaneous (Gas Turbine) |  | 5200 | Reduction gear
852 | CC steam units | Gas Turbine | Miscellaneous (Gas Turbine) |  | 5200 | Reduction gear
860 | Co-generator Block | Gas Turbine | Miscellaneous (Gas Turbine) |  | 5200 | Reduction gear
861 | CoG GT units | Gas Turbine | Miscellaneous (Gas Turbine) |  | 5200 | Reduction gear
862 | CoG steam units | Gas Turbine | Miscellaneous (Gas Turbine) |  | 5200 | Reduction gear
300 | Gas Turbine/Jet Engine (Simple Cycle Operation) | Gas Turbine | Miscellaneous (Gas Turbine) |  | 5201 | Load shaft and bearings
800 | Miscellaneous | Gas Turbine | Miscellaneous (Gas Turbine) |  | 5201 | Load shaft and bearings
810 | Multi-boiler/Multi-turbine | Gas Turbine | Miscellaneous (Gas Turbine) |  | 5201 | Load shaft and bearings
850 | Combined Cycle Block | Gas Turbine | Miscellaneous (Gas Turbine) |  | 5201 | Load shaft and bearings
851 | CC GT units | Gas Turbine | Miscellaneous (Gas Turbine) |  | 5201 | Load shaft and bearings
852 | CC steam units | Gas Turbine | Miscellaneous (Gas Turbine) |  | 5201 | Load shaft and bearings
860 | Co-generator Block | Gas Turbine | Miscellaneous (Gas Turbine) |  | 5201 | Load shaft and bearings
861 | CoG GT units | Gas Turbine | Miscellaneous (Gas Turbine) |  | 5201 | Load shaft and bearings
862 | CoG steam units | Gas Turbine | Miscellaneous (Gas Turbine) |  | 5201 | Load shaft and bearings
300 | Gas Turbine/Jet Engine (Simple Cycle Operation) | Gas Turbine | Miscellaneous (Gas Turbine) |  | 5205 | Main coupling between the turbine and generator
800 | Miscellaneous | Gas Turbine | Miscellaneous (Gas Turbine) |  | 5205 | Main coupling between the turbine and generator
850 | Combined Cycle Block | Gas Turbine | Miscellaneous (Gas Turbine) |  | 5205 | Main coupling between the turbine and generator
851 | CC GT units | Gas Turbine | Miscellaneous (Gas Turbine) |  | 5205 | Main coupling between the turbine and generator
852 | CC steam units | Gas Turbine | Miscellaneous (Gas Turbine) |  | 5205 | Main coupling between the turbine and generator
860 | Co-generator Block | Gas Turbine | Miscellaneous (Gas Turbine) |  | 5205 | Main coupling between the turbine and generator
861 | CoG GT units | Gas Turbine | Miscellaneous (Gas Turbine) |  | 5205 | Main coupling between the turbine and generator
862 | CoG steam units | Gas Turbine | Miscellaneous (Gas Turbine) |  | 5205 | Main coupling between the turbine and generator
300 | Gas Turbine/Jet Engine (Simple Cycle Operation) | Gas Turbine | Miscellaneous (Gas Turbine) |  | 5206 | Clutch
800 | Miscellaneous | Gas Turbine | Miscellaneous (Gas Turbine) |  | 5206 | Clutch
850 | Combined Cycle Block | Gas Turbine | Miscellaneous (Gas Turbine) |  | 5206 | Clutch
851 | CC GT units | Gas Turbine | Miscellaneous (Gas Turbine) |  | 5206 | Clutch
852 | CC steam units | Gas Turbine | Miscellaneous (Gas Turbine) |  | 5206 | Clutch
860 | Co-generator Block | Gas Turbine | Miscellaneous (Gas Turbine) |  | 5206 | Clutch
861 | CoG GT units | Gas Turbine | Miscellaneous (Gas Turbine) |  | 5206 | Clutch
862 | CoG steam units | Gas Turbine | Miscellaneous (Gas Turbine) |  | 5206 | Clutch
300 | Gas Turbine/Jet Engine (Simple Cycle Operation) | Gas Turbine | Miscellaneous (Gas Turbine) |  | 5210 | Intercoolers
800 | Miscellaneous | Gas Turbine | Miscellaneous (Gas Turbine) |  | 5210 | Intercoolers
810 | Multi-boiler/Multi-turbine | Gas Turbine | Miscellaneous (Gas Turbine) |  | 5210 | Intercoolers
850 | Combined Cycle Block | Gas Turbine | Miscellaneous (Gas Turbine) |  | 5210 | Intercoolers
851 | CC GT units | Gas Turbine | Miscellaneous (Gas Turbine) |  | 5210 | Intercoolers
852 | CC steam units | Gas Turbine | Miscellaneous (Gas Turbine) |  | 5210 | Intercoolers
860 | Co-generator Block | Gas Turbine | Miscellaneous (Gas Turbine) |  | 5210 | Intercoolers
861 | CoG GT units | Gas Turbine | Miscellaneous (Gas Turbine) |  | 5210 | Intercoolers
862 | CoG steam units | Gas Turbine | Miscellaneous (Gas Turbine) |  | 5210 | Intercoolers
300 | Gas Turbine/Jet Engine (Simple Cycle Operation) | Gas Turbine | Miscellaneous (Gas Turbine) |  | 5220 | Regenerators
800 | Miscellaneous | Gas Turbine | Miscellaneous (Gas Turbine) |  | 5220 | Regenerators
810 | Multi-boiler/Multi-turbine | Gas Turbine | Miscellaneous (Gas Turbine) |  | 5220 | Regenerators
850 | Combined Cycle Block | Gas Turbine | Miscellaneous (Gas Turbine) |  | 5220 | Regenerators
851 | CC GT units | Gas Turbine | Miscellaneous (Gas Turbine) |  | 5220 | Regenerators
852 | CC steam units | Gas Turbine | Miscellaneous (Gas Turbine) |  | 5220 | Regenerators
860 | Co-generator Block | Gas Turbine | Miscellaneous (Gas Turbine) |  | 5220 | Regenerators
861 | CoG GT units | Gas Turbine | Miscellaneous (Gas Turbine) |  | 5220 | Regenerators
862 | CoG steam units | Gas Turbine | Miscellaneous (Gas Turbine) |  | 5220 | Regenerators
300 | Gas Turbine/Jet Engine (Simple Cycle Operation) | Gas Turbine | Miscellaneous (Gas Turbine) |  | 5230 | Heat shields
800 | Miscellaneous | Gas Turbine | Miscellaneous (Gas Turbine) |  | 5230 | Heat shields
810 | Multi-boiler/Multi-turbine | Gas Turbine | Miscellaneous (Gas Turbine) |  | 5230 | Heat shields
850 | Combined Cycle Block | Gas Turbine | Miscellaneous (Gas Turbine) |  | 5230 | Heat shields
851 | CC GT units | Gas Turbine | Miscellaneous (Gas Turbine) |  | 5230 | Heat shields
852 | CC steam units | Gas Turbine | Miscellaneous (Gas Turbine) |  | 5230 | Heat shields
860 | Co-generator Block | Gas Turbine | Miscellaneous (Gas Turbine) |  | 5230 | Heat shields
861 | CoG GT units | Gas Turbine | Miscellaneous (Gas Turbine) |  | 5230 | Heat shields
862 | CoG steam units | Gas Turbine | Miscellaneous (Gas Turbine) |  | 5230 | Heat shields
300 | Gas Turbine/Jet Engine (Simple Cycle Operation) | Gas Turbine | Miscellaneous (Gas Turbine) |  | 5240 | Fire detection and extinguishing system (including hazardous gas detection system)
800 | Miscellaneous | Gas Turbine | Miscellaneous (Gas Turbine) |  | 5240 | Fire detection and extinguishing system (including hazardous gas detection system)
810 | Multi-boiler/Multi-turbine | Gas Turbine | Miscellaneous (Gas Turbine) |  | 5240 | Fire detection and extinguishing system (including hazardous gas detection system)
850 | Combined Cycle Block | Gas Turbine | Miscellaneous (Gas Turbine) |  | 5240 | Fire detection and extinguishing system (including hazardous gas detection system)
851 | CC GT units | Gas Turbine | Miscellaneous (Gas Turbine) |  | 5240 | Fire detection and extinguishing system (including hazardous gas detection system)
852 | CC steam units | Gas Turbine | Miscellaneous (Gas Turbine) |  | 5240 | Fire detection and extinguishing system (including hazardous gas detection system)
860 | Co-generator Block | Gas Turbine | Miscellaneous (Gas Turbine) |  | 5240 | Fire detection and extinguishing system (including hazardous gas detection system)
861 | CoG GT units | Gas Turbine | Miscellaneous (Gas Turbine) |  | 5240 | Fire detection and extinguishing system (including hazardous gas detection system)
862 | CoG steam units | Gas Turbine | Miscellaneous (Gas Turbine) |  | 5240 | Fire detection and extinguishing system (including hazardous gas detection system)
300 | Gas Turbine/Jet Engine (Simple Cycle Operation) | Gas Turbine | Miscellaneous (Gas Turbine) |  | 5241 | Fire in unit
800 | Miscellaneous | Gas Turbine | Miscellaneous (Gas Turbine) |  | 5241 | Fire in unit
810 | Multi-boiler/Multi-turbine | Gas Turbine | Miscellaneous (Gas Turbine) |  | 5241 | Fire in unit
850 | Combined Cycle Block | Gas Turbine | Miscellaneous (Gas Turbine) |  | 5241 | Fire in unit
851 | CC GT units | Gas Turbine | Miscellaneous (Gas Turbine) |  | 5241 | Fire in unit
852 | CC steam units | Gas Turbine | Miscellaneous (Gas Turbine) |  | 5241 | Fire in unit
860 | Co-generator Block | Gas Turbine | Miscellaneous (Gas Turbine) |  | 5241 | Fire in unit
861 | CoG GT units | Gas Turbine | Miscellaneous (Gas Turbine) |  | 5241 | Fire in unit
862 | CoG steam units | Gas Turbine | Miscellaneous (Gas Turbine) |  | 5241 | Fire in unit
300 | Gas Turbine/Jet Engine (Simple Cycle Operation) | Gas Turbine | Miscellaneous (Gas Turbine) |  | 5245 | Gas Turbine Control System - data highway
800 | Miscellaneous | Gas Turbine | Miscellaneous (Gas Turbine) |  | 5245 | Gas Turbine Control System - data highway
850 | Combined Cycle Block | Gas Turbine | Miscellaneous (Gas Turbine) |  | 5245 | Gas Turbine Control System - data highway
851 | CC GT units | Gas Turbine | Miscellaneous (Gas Turbine) |  | 5245 | Gas Turbine Control System - data highway
852 | CC steam units | Gas Turbine | Miscellaneous (Gas Turbine) |  | 5245 | Gas Turbine Control System - data highway
860 | Co-generator Block | Gas Turbine | Miscellaneous (Gas Turbine) |  | 5245 | Gas Turbine Control System - data highway
861 | CoG GT units | Gas Turbine | Miscellaneous (Gas Turbine) |  | 5245 | Gas Turbine Control System - data highway
862 | CoG steam units | Gas Turbine | Miscellaneous (Gas Turbine) |  | 5245 | Gas Turbine Control System - data highway
300 | Gas Turbine/Jet Engine (Simple Cycle Operation) | Gas Turbine | Miscellaneous (Gas Turbine) |  | 5246 | Gas Turbine Control System - hardware problems (including card failure)
800 | Miscellaneous | Gas Turbine | Miscellaneous (Gas Turbine) |  | 5246 | Gas Turbine Control System - hardware problems (including card failure)
850 | Combined Cycle Block | Gas Turbine | Miscellaneous (Gas Turbine) |  | 5246 | Gas Turbine Control System - hardware problems (including card failure)
851 | CC GT units | Gas Turbine | Miscellaneous (Gas Turbine) |  | 5246 | Gas Turbine Control System - hardware problems (including card failure)
852 | CC steam units | Gas Turbine | Miscellaneous (Gas Turbine) |  | 5246 | Gas Turbine Control System - hardware problems (including card failure)
860 | Co-generator Block | Gas Turbine | Miscellaneous (Gas Turbine) |  | 5246 | Gas Turbine Control System - hardware problems (including card failure)
861 | CoG GT units | Gas Turbine | Miscellaneous (Gas Turbine) |  | 5246 | Gas Turbine Control System - hardware problems (including card failure)
862 | CoG steam units | Gas Turbine | Miscellaneous (Gas Turbine) |  | 5246 | Gas Turbine Control System - hardware problems (including card failure)
300 | Gas Turbine/Jet Engine (Simple Cycle Operation) | Gas Turbine | Miscellaneous (Gas Turbine) |  | 5247 | Gas Turbine Control System - internal and termination wiring
800 | Miscellaneous | Gas Turbine | Miscellaneous (Gas Turbine) |  | 5247 | Gas Turbine Control System - internal and termination wiring
850 | Combined Cycle Block | Gas Turbine | Miscellaneous (Gas Turbine) |  | 5247 | Gas Turbine Control System - internal and termination wiring
851 | CC GT units | Gas Turbine | Miscellaneous (Gas Turbine) |  | 5247 | Gas Turbine Control System - internal and termination wiring
852 | CC steam units | Gas Turbine | Miscellaneous (Gas Turbine) |  | 5247 | Gas Turbine Control System - internal and termination wiring
860 | Co-generator Block | Gas Turbine | Miscellaneous (Gas Turbine) |  | 5247 | Gas Turbine Control System - internal and termination wiring
861 | CoG GT units | Gas Turbine | Miscellaneous (Gas Turbine) |  | 5247 | Gas Turbine Control System - internal and termination wiring
862 | CoG steam units | Gas Turbine | Miscellaneous (Gas Turbine) |  | 5247 | Gas Turbine Control System - internal and termination wiring
300 | Gas Turbine/Jet Engine (Simple Cycle Operation) | Gas Turbine | Miscellaneous (Gas Turbine) |  | 5248 | Gas Turbine Control System - logic problems
800 | Miscellaneous | Gas Turbine | Miscellaneous (Gas Turbine) |  | 5248 | Gas Turbine Control System - logic problems
850 | Combined Cycle Block | Gas Turbine | Miscellaneous (Gas Turbine) |  | 5248 | Gas Turbine Control System - logic problems
851 | CC GT units | Gas Turbine | Miscellaneous (Gas Turbine) |  | 5248 | Gas Turbine Control System - logic problems
852 | CC steam units | Gas Turbine | Miscellaneous (Gas Turbine) |  | 5248 | Gas Turbine Control System - logic problems
860 | Co-generator Block | Gas Turbine | Miscellaneous (Gas Turbine) |  | 5248 | Gas Turbine Control System - logic problems
861 | CoG GT units | Gas Turbine | Miscellaneous (Gas Turbine) |  | 5248 | Gas Turbine Control System - logic problems
862 | CoG steam units | Gas Turbine | Miscellaneous (Gas Turbine) |  | 5248 | Gas Turbine Control System - logic problems
300 | Gas Turbine/Jet Engine (Simple Cycle Operation) | Gas Turbine | Miscellaneous (Gas Turbine) |  | 5249 | Gas Turbine Control System - upgrades
800 | Miscellaneous | Gas Turbine | Miscellaneous (Gas Turbine) |  | 5249 | Gas Turbine Control System - upgrades
850 | Combined Cycle Block | Gas Turbine | Miscellaneous (Gas Turbine) |  | 5249 | Gas Turbine Control System - upgrades
851 | CC GT units | Gas Turbine | Miscellaneous (Gas Turbine) |  | 5249 | Gas Turbine Control System - upgrades
852 | CC steam units | Gas Turbine | Miscellaneous (Gas Turbine) |  | 5249 | Gas Turbine Control System - upgrades
860 | Co-generator Block | Gas Turbine | Miscellaneous (Gas Turbine) |  | 5249 | Gas Turbine Control System - upgrades
861 | CoG GT units | Gas Turbine | Miscellaneous (Gas Turbine) |  | 5249 | Gas Turbine Control System - upgrades
862 | CoG steam units | Gas Turbine | Miscellaneous (Gas Turbine) |  | 5249 | Gas Turbine Control System - upgrades
300 | Gas Turbine/Jet Engine (Simple Cycle Operation) | Gas Turbine | Miscellaneous (Gas Turbine) |  | 5250 | Other controls and instrumentation problems
800 | Miscellaneous | Gas Turbine | Miscellaneous (Gas Turbine) |  | 5250 | Other controls and instrumentation problems
810 | Multi-boiler/Multi-turbine | Gas Turbine | Miscellaneous (Gas Turbine) |  | 5250 | Other controls and instrumentation problems
850 | Combined Cycle Block | Gas Turbine | Miscellaneous (Gas Turbine) |  | 5250 | Other controls and instrumentation problems
851 | CC GT units | Gas Turbine | Miscellaneous (Gas Turbine) |  | 5250 | Other controls and instrumentation problems
852 | CC steam units | Gas Turbine | Miscellaneous (Gas Turbine) |  | 5250 | Other controls and instrumentation problems
860 | Co-generator Block | Gas Turbine | Miscellaneous (Gas Turbine) |  | 5250 | Other controls and instrumentation problems
861 | CoG GT units | Gas Turbine | Miscellaneous (Gas Turbine) |  | 5250 | Other controls and instrumentation problems
862 | CoG steam units | Gas Turbine | Miscellaneous (Gas Turbine) |  | 5250 | Other controls and instrumentation problems
300 | Gas Turbine/Jet Engine (Simple Cycle Operation) | Gas Turbine | Miscellaneous (Gas Turbine) |  | 5255 | Computer
800 | Miscellaneous | Gas Turbine | Miscellaneous (Gas Turbine) |  | 5255 | Computer
810 | Multi-boiler/Multi-turbine | Gas Turbine | Miscellaneous (Gas Turbine) |  | 5255 | Computer
850 | Combined Cycle Block | Gas Turbine | Miscellaneous (Gas Turbine) |  | 5255 | Computer
851 | CC GT units | Gas Turbine | Miscellaneous (Gas Turbine) |  | 5255 | Computer
852 | CC steam units | Gas Turbine | Miscellaneous (Gas Turbine) |  | 5255 | Computer
860 | Co-generator Block | Gas Turbine | Miscellaneous (Gas Turbine) |  | 5255 | Computer
861 | CoG GT units | Gas Turbine | Miscellaneous (Gas Turbine) |  | 5255 | Computer
862 | CoG steam units | Gas Turbine | Miscellaneous (Gas Turbine) |  | 5255 | Computer
300 | Gas Turbine/Jet Engine (Simple Cycle Operation) | Gas Turbine | Miscellaneous (Gas Turbine) |  | 5260 | Major overhaul (use for non-specific overhaul only; see page B-CCGT-2)
800 | Miscellaneous | Gas Turbine | Miscellaneous (Gas Turbine) |  | 5260 | Major overhaul (use for non-specific overhaul only; see page B-CCGT-2)
810 | Multi-boiler/Multi-turbine | Gas Turbine | Miscellaneous (Gas Turbine) |  | 5260 | Major overhaul (use for non-specific overhaul only; see page B-CCGT-2)
850 | Combined Cycle Block | Gas Turbine | Miscellaneous (Gas Turbine) |  | 5260 | Major overhaul (use for non-specific overhaul only; see page B-CCGT-2)
851 | CC GT units | Gas Turbine | Miscellaneous (Gas Turbine) |  | 5260 | Major overhaul (use for non-specific overhaul only; see page B-CCGT-2)
852 | CC steam units | Gas Turbine | Miscellaneous (Gas Turbine) |  | 5260 | Major overhaul (use for non-specific overhaul only; see page B-CCGT-2)
860 | Co-generator Block | Gas Turbine | Miscellaneous (Gas Turbine) |  | 5260 | Major overhaul (use for non-specific overhaul only; see page B-CCGT-2)
861 | CoG GT units | Gas Turbine | Miscellaneous (Gas Turbine) |  | 5260 | Major overhaul (use for non-specific overhaul only; see page B-CCGT-2)
862 | CoG steam units | Gas Turbine | Miscellaneous (Gas Turbine) |  | 5260 | Major overhaul (use for non-specific overhaul only; see page B-CCGT-2)
300 | Gas Turbine/Jet Engine (Simple Cycle Operation) | Gas Turbine | Miscellaneous (Gas Turbine) |  | 5261 | Gas turbine/compressor washing
800 | Miscellaneous | Gas Turbine | Miscellaneous (Gas Turbine) |  | 5261 | Gas turbine/compressor washing
810 | Multi-boiler/Multi-turbine | Gas Turbine | Miscellaneous (Gas Turbine) |  | 5261 | Gas turbine/compressor washing
850 | Combined Cycle Block | Gas Turbine | Miscellaneous (Gas Turbine) |  | 5261 | Gas turbine/compressor washing
851 | CC GT units | Gas Turbine | Miscellaneous (Gas Turbine) |  | 5261 | Gas turbine/compressor washing
852 | CC steam units | Gas Turbine | Miscellaneous (Gas Turbine) |  | 5261 | Gas turbine/compressor washing
860 | Co-generator Block | Gas Turbine | Miscellaneous (Gas Turbine) |  | 5261 | Gas turbine/compressor washing
861 | CoG GT units | Gas Turbine | Miscellaneous (Gas Turbine) |  | 5261 | Gas turbine/compressor washing
862 | CoG steam units | Gas Turbine | Miscellaneous (Gas Turbine) |  | 5261 | Gas turbine/compressor washing
300 | Gas Turbine/Jet Engine (Simple Cycle Operation) | Gas Turbine | Miscellaneous (Gas Turbine) |  | 5262 | Gas turbine exchange
800 | Miscellaneous | Gas Turbine | Miscellaneous (Gas Turbine) |  | 5262 | Gas turbine exchange
810 | Multi-boiler/Multi-turbine | Gas Turbine | Miscellaneous (Gas Turbine) |  | 5262 | Gas turbine exchange
850 | Combined Cycle Block | Gas Turbine | Miscellaneous (Gas Turbine) |  | 5262 | Gas turbine exchange
851 | CC GT units | Gas Turbine | Miscellaneous (Gas Turbine) |  | 5262 | Gas turbine exchange
852 | CC steam units | Gas Turbine | Miscellaneous (Gas Turbine) |  | 5262 | Gas turbine exchange
860 | Co-generator Block | Gas Turbine | Miscellaneous (Gas Turbine) |  | 5262 | Gas turbine exchange
861 | CoG GT units | Gas Turbine | Miscellaneous (Gas Turbine) |  | 5262 | Gas turbine exchange
862 | CoG steam units | Gas Turbine | Miscellaneous (Gas Turbine) |  | 5262 | Gas turbine exchange
300 | Gas Turbine/Jet Engine (Simple Cycle Operation) | Gas Turbine | Miscellaneous (Gas Turbine) |  | 5269 | Combustion Inspection (CI)
850 | Combined Cycle Block | Gas Turbine | Miscellaneous (Gas Turbine) |  | 5269 | Combustion Inspection (CI)
851 | CC GT units | Gas Turbine | Miscellaneous (Gas Turbine) |  | 5269 | Combustion Inspection (CI)
852 | CC steam units | Gas Turbine | Miscellaneous (Gas Turbine) |  | 5269 | Combustion Inspection (CI)
860 | Co-generator Block | Gas Turbine | Miscellaneous (Gas Turbine) |  | 5269 | Combustion Inspection (CI)
861 | CoG GT units | Gas Turbine | Miscellaneous (Gas Turbine) |  | 5269 | Combustion Inspection (CI)
862 | CoG steam units | Gas Turbine | Miscellaneous (Gas Turbine) |  | 5269 | Combustion Inspection (CI)
300 | Gas Turbine/Jet Engine (Simple Cycle Operation) | Gas Turbine | Miscellaneous (Gas Turbine) |  | 5270 | Hot end inspection
800 | Miscellaneous | Gas Turbine | Miscellaneous (Gas Turbine) |  | 5270 | Hot end inspection
810 | Multi-boiler/Multi-turbine | Gas Turbine | Miscellaneous (Gas Turbine) |  | 5270 | Hot end inspection
850 | Combined Cycle Block | Gas Turbine | Miscellaneous (Gas Turbine) |  | 5270 | Hot end inspection
851 | CC GT units | Gas Turbine | Miscellaneous (Gas Turbine) |  | 5270 | Hot end inspection
852 | CC steam units | Gas Turbine | Miscellaneous (Gas Turbine) |  | 5270 | Hot end inspection
860 | Co-generator Block | Gas Turbine | Miscellaneous (Gas Turbine) |  | 5270 | Hot end inspection
861 | CoG GT units | Gas Turbine | Miscellaneous (Gas Turbine) |  | 5270 | Hot end inspection
862 | CoG steam units | Gas Turbine | Miscellaneous (Gas Turbine) |  | 5270 | Hot end inspection
300 | Gas Turbine/Jet Engine (Simple Cycle Operation) | Gas Turbine | Miscellaneous (Gas Turbine) |  | 5272 | Boroscope inspection
800 | Miscellaneous | Gas Turbine | Miscellaneous (Gas Turbine) |  | 5272 | Boroscope inspection
810 | Multi-boiler/Multi-turbine | Gas Turbine | Miscellaneous (Gas Turbine) |  | 5272 | Boroscope inspection
850 | Combined Cycle Block | Gas Turbine | Miscellaneous (Gas Turbine) |  | 5272 | Boroscope inspection
851 | CC GT units | Gas Turbine | Miscellaneous (Gas Turbine) |  | 5272 | Boroscope inspection
852 | CC steam units | Gas Turbine | Miscellaneous (Gas Turbine) |  | 5272 | Boroscope inspection
860 | Co-generator Block | Gas Turbine | Miscellaneous (Gas Turbine) |  | 5272 | Boroscope inspection
861 | CoG GT units | Gas Turbine | Miscellaneous (Gas Turbine) |  | 5272 | Boroscope inspection
862 | CoG steam units | Gas Turbine | Miscellaneous (Gas Turbine) |  | 5272 | Boroscope inspection
300 | Gas Turbine/Jet Engine (Simple Cycle Operation) | Gas Turbine | Miscellaneous (Gas Turbine) |  | 5274 | General unit inspection
800 | Miscellaneous | Gas Turbine | Miscellaneous (Gas Turbine) |  | 5274 | General unit inspection
810 | Multi-boiler/Multi-turbine | Gas Turbine | Miscellaneous (Gas Turbine) |  | 5274 | General unit inspection
850 | Combined Cycle Block | Gas Turbine | Miscellaneous (Gas Turbine) |  | 5274 | General unit inspection
851 | CC GT units | Gas Turbine | Miscellaneous (Gas Turbine) |  | 5274 | General unit inspection
852 | CC steam units | Gas Turbine | Miscellaneous (Gas Turbine) |  | 5274 | General unit inspection
860 | Co-generator Block | Gas Turbine | Miscellaneous (Gas Turbine) |  | 5274 | General unit inspection
861 | CoG GT units | Gas Turbine | Miscellaneous (Gas Turbine) |  | 5274 | General unit inspection
862 | CoG steam units | Gas Turbine | Miscellaneous (Gas Turbine) |  | 5274 | General unit inspection
300 | Gas Turbine/Jet Engine (Simple Cycle Operation) | Gas Turbine | Miscellaneous (Gas Turbine) |  | 5280 | Vibration (not engine) in unit not attributable to bearings or other components
800 | Miscellaneous | Gas Turbine | Miscellaneous (Gas Turbine) |  | 5280 | Vibration (not engine) in unit not attributable to bearings or other components
810 | Multi-boiler/Multi-turbine | Gas Turbine | Miscellaneous (Gas Turbine) |  | 5280 | Vibration (not engine) in unit not attributable to bearings or other components
850 | Combined Cycle Block | Gas Turbine | Miscellaneous (Gas Turbine) |  | 5280 | Vibration (not engine) in unit not attributable to bearings or other components
851 | CC GT units | Gas Turbine | Miscellaneous (Gas Turbine) |  | 5280 | Vibration (not engine) in unit not attributable to bearings or other components
852 | CC steam units | Gas Turbine | Miscellaneous (Gas Turbine) |  | 5280 | Vibration (not engine) in unit not attributable to bearings or other components
860 | Co-generator Block | Gas Turbine | Miscellaneous (Gas Turbine) |  | 5280 | Vibration (not engine) in unit not attributable to bearings or other components
861 | CoG GT units | Gas Turbine | Miscellaneous (Gas Turbine) |  | 5280 | Vibration (not engine) in unit not attributable to bearings or other components
862 | CoG steam units | Gas Turbine | Miscellaneous (Gas Turbine) |  | 5280 | Vibration (not engine) in unit not attributable to bearings or other components
300 | Gas Turbine/Jet Engine (Simple Cycle Operation) | Gas Turbine | Miscellaneous (Gas Turbine) |  | 5285 | Gas turbine vibration
800 | Miscellaneous | Gas Turbine | Miscellaneous (Gas Turbine) |  | 5285 | Gas turbine vibration
810 | Multi-boiler/Multi-turbine | Gas Turbine | Miscellaneous (Gas Turbine) |  | 5285 | Gas turbine vibration
850 | Combined Cycle Block | Gas Turbine | Miscellaneous (Gas Turbine) |  | 5285 | Gas turbine vibration
851 | CC GT units | Gas Turbine | Miscellaneous (Gas Turbine) |  | 5285 | Gas turbine vibration
852 | CC steam units | Gas Turbine | Miscellaneous (Gas Turbine) |  | 5285 | Gas turbine vibration
860 | Co-generator Block | Gas Turbine | Miscellaneous (Gas Turbine) |  | 5285 | Gas turbine vibration
861 | CoG GT units | Gas Turbine | Miscellaneous (Gas Turbine) |  | 5285 | Gas turbine vibration
862 | CoG steam units | Gas Turbine | Miscellaneous (Gas Turbine) |  | 5285 | Gas turbine vibration
300 | Gas Turbine/Jet Engine (Simple Cycle Operation) | Gas Turbine | Miscellaneous (Gas Turbine) |  | 5286 | Gas turbine lockout
800 | Miscellaneous | Gas Turbine | Miscellaneous (Gas Turbine) |  | 5286 | Gas turbine lockout
850 | Combined Cycle Block | Gas Turbine | Miscellaneous (Gas Turbine) |  | 5286 | Gas turbine lockout
851 | CC GT units | Gas Turbine | Miscellaneous (Gas Turbine) |  | 5286 | Gas turbine lockout
852 | CC steam units | Gas Turbine | Miscellaneous (Gas Turbine) |  | 5286 | Gas turbine lockout
860 | Co-generator Block | Gas Turbine | Miscellaneous (Gas Turbine) |  | 5286 | Gas turbine lockout
861 | CoG GT units | Gas Turbine | Miscellaneous (Gas Turbine) |  | 5286 | Gas turbine lockout
862 | CoG steam units | Gas Turbine | Miscellaneous (Gas Turbine) |  | 5286 | Gas turbine lockout
300 | Gas Turbine/Jet Engine (Simple Cycle Operation) | Gas Turbine | Miscellaneous (Gas Turbine) |  | 5290 | Gas turbine performance testing - individual engines (use code 9999 for total unit performance testing)
800 | Miscellaneous | Gas Turbine | Miscellaneous (Gas Turbine) |  | 5290 | Gas turbine performance testing - individual engines (use code 9999 for total unit performance testing)
810 | Multi-boiler/Multi-turbine | Gas Turbine | Miscellaneous (Gas Turbine) |  | 5290 | Gas turbine performance testing - individual engines (use code 9999 for total unit performance testing)
850 | Combined Cycle Block | Gas Turbine | Miscellaneous (Gas Turbine) |  | 5290 | Gas turbine performance testing - individual engines (use code 9999 for total unit performance testing)
851 | CC GT units | Gas Turbine | Miscellaneous (Gas Turbine) |  | 5290 | Gas turbine performance testing - individual engines (use code 9999 for total unit performance testing)
852 | CC steam units | Gas Turbine | Miscellaneous (Gas Turbine) |  | 5290 | Gas turbine performance testing - individual engines (use code 9999 for total unit performance testing)
860 | Co-generator Block | Gas Turbine | Miscellaneous (Gas Turbine) |  | 5290 | Gas turbine performance testing - individual engines (use code 9999 for total unit performance testing)
861 | CoG GT units | Gas Turbine | Miscellaneous (Gas Turbine) |  | 5290 | Gas turbine performance testing - individual engines (use code 9999 for total unit performance testing)
862 | CoG steam units | Gas Turbine | Miscellaneous (Gas Turbine) |  | 5290 | Gas turbine performance testing - individual engines (use code 9999 for total unit performance testing)
300 | Gas Turbine/Jet Engine (Simple Cycle Operation) | Gas Turbine | Miscellaneous (Gas Turbine) |  | 5292 | Turbine Overspeed Trip Test - Gas Turbine
800 | Miscellaneous | Gas Turbine | Miscellaneous (Gas Turbine) |  | 5292 | Turbine Overspeed Trip Test - Gas Turbine
850 | Combined Cycle Block | Gas Turbine | Miscellaneous (Gas Turbine) |  | 5292 | Turbine Overspeed Trip Test - Gas Turbine
851 | CC GT units | Gas Turbine | Miscellaneous (Gas Turbine) |  | 5292 | Turbine Overspeed Trip Test - Gas Turbine
852 | CC steam units | Gas Turbine | Miscellaneous (Gas Turbine) |  | 5292 | Turbine Overspeed Trip Test - Gas Turbine
860 | Co-generator Block | Gas Turbine | Miscellaneous (Gas Turbine) |  | 5292 | Turbine Overspeed Trip Test - Gas Turbine
861 | CoG GT units | Gas Turbine | Miscellaneous (Gas Turbine) |  | 5292 | Turbine Overspeed Trip Test - Gas Turbine
862 | CoG steam units | Gas Turbine | Miscellaneous (Gas Turbine) |  | 5292 | Turbine Overspeed Trip Test - Gas Turbine
300 | Gas Turbine/Jet Engine (Simple Cycle Operation) | Gas Turbine | Miscellaneous (Gas Turbine) |  | 5295 | Synchronous condenser equipment
800 | Miscellaneous | Gas Turbine | Miscellaneous (Gas Turbine) |  | 5295 | Synchronous condenser equipment
850 | Combined Cycle Block | Gas Turbine | Miscellaneous (Gas Turbine) |  | 5295 | Synchronous condenser equipment
851 | CC GT units | Gas Turbine | Miscellaneous (Gas Turbine) |  | 5295 | Synchronous condenser equipment
852 | CC steam units | Gas Turbine | Miscellaneous (Gas Turbine) |  | 5295 | Synchronous condenser equipment
860 | Co-generator Block | Gas Turbine | Miscellaneous (Gas Turbine) |  | 5295 | Synchronous condenser equipment
861 | CoG GT units | Gas Turbine | Miscellaneous (Gas Turbine) |  | 5295 | Synchronous condenser equipment
862 | CoG steam units | Gas Turbine | Miscellaneous (Gas Turbine) |  | 5295 | Synchronous condenser equipment
300 | Gas Turbine/Jet Engine (Simple Cycle Operation) | Gas Turbine | Miscellaneous (Gas Turbine) |  | 5298 | Main gas filter
800 | Miscellaneous | Gas Turbine | Miscellaneous (Gas Turbine) |  | 5298 | Main gas filter
810 | Multi-boiler/Multi-turbine | Gas Turbine | Miscellaneous (Gas Turbine) |  | 5298 | Main gas filter
850 | Combined Cycle Block | Gas Turbine | Miscellaneous (Gas Turbine) |  | 5298 | Main gas filter
851 | CC GT units | Gas Turbine | Miscellaneous (Gas Turbine) |  | 5298 | Main gas filter
852 | CC steam units | Gas Turbine | Miscellaneous (Gas Turbine) |  | 5298 | Main gas filter
860 | Co-generator Block | Gas Turbine | Miscellaneous (Gas Turbine) |  | 5298 | Main gas filter
861 | CoG GT units | Gas Turbine | Miscellaneous (Gas Turbine) |  | 5298 | Main gas filter
862 | CoG steam units | Gas Turbine | Miscellaneous (Gas Turbine) |  | 5298 | Main gas filter
300 | Gas Turbine/Jet Engine (Simple Cycle Operation) | Gas Turbine | Miscellaneous (Gas Turbine) |  | 5299 | Other miscellaneous gas turbine problems
800 | Miscellaneous | Gas Turbine | Miscellaneous (Gas Turbine) |  | 5299 | Other miscellaneous gas turbine problems
810 | Multi-boiler/Multi-turbine | Gas Turbine | Miscellaneous (Gas Turbine) |  | 5299 | Other miscellaneous gas turbine problems
850 | Combined Cycle Block | Gas Turbine | Miscellaneous (Gas Turbine) |  | 5299 | Other miscellaneous gas turbine problems
851 | CC GT units | Gas Turbine | Miscellaneous (Gas Turbine) |  | 5299 | Other miscellaneous gas turbine problems
852 | CC steam units | Gas Turbine | Miscellaneous (Gas Turbine) |  | 5299 | Other miscellaneous gas turbine problems
860 | Co-generator Block | Gas Turbine | Miscellaneous (Gas Turbine) |  | 5299 | Other miscellaneous gas turbine problems
861 | CoG GT units | Gas Turbine | Miscellaneous (Gas Turbine) |  | 5299 | Other miscellaneous gas turbine problems
862 | CoG steam units | Gas Turbine | Miscellaneous (Gas Turbine) |  | 5299 | Other miscellaneous gas turbine problems
300 | Gas Turbine/Jet Engine (Simple Cycle Operation) | Jet Engine | Inlet Air System and Compressors | Ducts and Filters | 5400 | Inlet air ducts
800 | Miscellaneous | Jet Engine | Inlet Air System and Compressors | Ducts and Filters | 5400 | Inlet air ducts
810 | Multi-boiler/Multi-turbine | Jet Engine | Inlet Air System and Compressors | Ducts and Filters | 5400 | Inlet air ducts
850 | Combined Cycle Block | Jet Engine | Inlet Air System and Compressors | Ducts and Filters | 5400 | Inlet air ducts
851 | CC GT units | Jet Engine | Inlet Air System and Compressors | Ducts and Filters | 5400 | Inlet air ducts
852 | CC steam units | Jet Engine | Inlet Air System and Compressors | Ducts and Filters | 5400 | Inlet air ducts
860 | Co-generator Block | Jet Engine | Inlet Air System and Compressors | Ducts and Filters | 5400 | Inlet air ducts
861 | CoG GT units | Jet Engine | Inlet Air System and Compressors | Ducts and Filters | 5400 | Inlet air ducts
862 | CoG steam units | Jet Engine | Inlet Air System and Compressors | Ducts and Filters | 5400 | Inlet air ducts
300 | Gas Turbine/Jet Engine (Simple Cycle Operation) | Jet Engine | Inlet Air System and Compressors | Ducts and Filters | 5401 | Inlet air vanes/nozzles
800 | Miscellaneous | Jet Engine | Inlet Air System and Compressors | Ducts and Filters | 5401 | Inlet air vanes/nozzles
810 | Multi-boiler/Multi-turbine | Jet Engine | Inlet Air System and Compressors | Ducts and Filters | 5401 | Inlet air vanes/nozzles
850 | Combined Cycle Block | Jet Engine | Inlet Air System and Compressors | Ducts and Filters | 5401 | Inlet air vanes/nozzles
851 | CC GT units | Jet Engine | Inlet Air System and Compressors | Ducts and Filters | 5401 | Inlet air vanes/nozzles
852 | CC steam units | Jet Engine | Inlet Air System and Compressors | Ducts and Filters | 5401 | Inlet air vanes/nozzles
860 | Co-generator Block | Jet Engine | Inlet Air System and Compressors | Ducts and Filters | 5401 | Inlet air vanes/nozzles
861 | CoG GT units | Jet Engine | Inlet Air System and Compressors | Ducts and Filters | 5401 | Inlet air vanes/nozzles
862 | CoG steam units | Jet Engine | Inlet Air System and Compressors | Ducts and Filters | 5401 | Inlet air vanes/nozzles
300 | Gas Turbine/Jet Engine (Simple Cycle Operation) | Jet Engine | Inlet Air System and Compressors | Ducts and Filters | 5402 | Inlet air filters
800 | Miscellaneous | Jet Engine | Inlet Air System and Compressors | Ducts and Filters | 5402 | Inlet air filters
810 | Multi-boiler/Multi-turbine | Jet Engine | Inlet Air System and Compressors | Ducts and Filters | 5402 | Inlet air filters
850 | Combined Cycle Block | Jet Engine | Inlet Air System and Compressors | Ducts and Filters | 5402 | Inlet air filters
851 | CC GT units | Jet Engine | Inlet Air System and Compressors | Ducts and Filters | 5402 | Inlet air filters
852 | CC steam units | Jet Engine | Inlet Air System and Compressors | Ducts and Filters | 5402 | Inlet air filters
860 | Co-generator Block | Jet Engine | Inlet Air System and Compressors | Ducts and Filters | 5402 | Inlet air filters
861 | CoG GT units | Jet Engine | Inlet Air System and Compressors | Ducts and Filters | 5402 | Inlet air filters
862 | CoG steam units | Jet Engine | Inlet Air System and Compressors | Ducts and Filters | 5402 | Inlet air filters
300 | Gas Turbine/Jet Engine (Simple Cycle Operation) | Jet Engine | Inlet Air System and Compressors | Ducts and Filters | 5403 | Inlet and exhaust cones
800 | Miscellaneous | Jet Engine | Inlet Air System and Compressors | Ducts and Filters | 5403 | Inlet and exhaust cones
810 | Multi-boiler/Multi-turbine | Jet Engine | Inlet Air System and Compressors | Ducts and Filters | 5403 | Inlet and exhaust cones
850 | Combined Cycle Block | Jet Engine | Inlet Air System and Compressors | Ducts and Filters | 5403 | Inlet and exhaust cones
851 | CC GT units | Jet Engine | Inlet Air System and Compressors | Ducts and Filters | 5403 | Inlet and exhaust cones
852 | CC steam units | Jet Engine | Inlet Air System and Compressors | Ducts and Filters | 5403 | Inlet and exhaust cones
860 | Co-generator Block | Jet Engine | Inlet Air System and Compressors | Ducts and Filters | 5403 | Inlet and exhaust cones
861 | CoG GT units | Jet Engine | Inlet Air System and Compressors | Ducts and Filters | 5403 | Inlet and exhaust cones
862 | CoG steam units | Jet Engine | Inlet Air System and Compressors | Ducts and Filters | 5403 | Inlet and exhaust cones
300 | Gas Turbine/Jet Engine (Simple Cycle Operation) | Jet Engine | Inlet Air System and Compressors | Ducts and Filters | 5404 | Inlet air chillers
850 | Combined Cycle Block | Jet Engine | Inlet Air System and Compressors | Ducts and Filters | 5404 | Inlet air chillers
851 | CC GT units | Jet Engine | Inlet Air System and Compressors | Ducts and Filters | 5404 | Inlet air chillers
852 | CC steam units | Jet Engine | Inlet Air System and Compressors | Ducts and Filters | 5404 | Inlet air chillers
860 | Co-generator Block | Jet Engine | Inlet Air System and Compressors | Ducts and Filters | 5404 | Inlet air chillers
861 | CoG GT units | Jet Engine | Inlet Air System and Compressors | Ducts and Filters | 5404 | Inlet air chillers
862 | CoG steam units | Jet Engine | Inlet Air System and Compressors | Ducts and Filters | 5404 | Inlet air chillers
300 | Gas Turbine/Jet Engine (Simple Cycle Operation) | Jet Engine | Inlet Air System and Compressors | Ducts and Filters | 5405 | Inlet air evaporative coolers
850 | Combined Cycle Block | Jet Engine | Inlet Air System and Compressors | Ducts and Filters | 5405 | Inlet air evaporative coolers
851 | CC GT units | Jet Engine | Inlet Air System and Compressors | Ducts and Filters | 5405 | Inlet air evaporative coolers
852 | CC steam units | Jet Engine | Inlet Air System and Compressors | Ducts and Filters | 5405 | Inlet air evaporative coolers
860 | Co-generator Block | Jet Engine | Inlet Air System and Compressors | Ducts and Filters | 5405 | Inlet air evaporative coolers
861 | CoG GT units | Jet Engine | Inlet Air System and Compressors | Ducts and Filters | 5405 | Inlet air evaporative coolers
862 | CoG steam units | Jet Engine | Inlet Air System and Compressors | Ducts and Filters | 5405 | Inlet air evaporative coolers
300 | Gas Turbine/Jet Engine (Simple Cycle Operation) | Jet Engine | Inlet Air System and Compressors | Ducts and Filters | 5406 | Inlet air foggers
850 | Combined Cycle Block | Jet Engine | Inlet Air System and Compressors | Ducts and Filters | 5406 | Inlet air foggers
851 | CC GT units | Jet Engine | Inlet Air System and Compressors | Ducts and Filters | 5406 | Inlet air foggers
852 | CC steam units | Jet Engine | Inlet Air System and Compressors | Ducts and Filters | 5406 | Inlet air foggers
860 | Co-generator Block | Jet Engine | Inlet Air System and Compressors | Ducts and Filters | 5406 | Inlet air foggers
861 | CoG GT units | Jet Engine | Inlet Air System and Compressors | Ducts and Filters | 5406 | Inlet air foggers
862 | CoG steam units | Jet Engine | Inlet Air System and Compressors | Ducts and Filters | 5406 | Inlet air foggers
300 | Gas Turbine/Jet Engine (Simple Cycle Operation) | Jet Engine | Inlet Air System and Compressors | Ducts and Filters | 5409 | Other inlet air problems
800 | Miscellaneous | Jet Engine | Inlet Air System and Compressors | Ducts and Filters | 5409 | Other inlet air problems
810 | Multi-boiler/Multi-turbine | Jet Engine | Inlet Air System and Compressors | Ducts and Filters | 5409 | Other inlet air problems
850 | Combined Cycle Block | Jet Engine | Inlet Air System and Compressors | Ducts and Filters | 5409 | Other inlet air problems
851 | CC GT units | Jet Engine | Inlet Air System and Compressors | Ducts and Filters | 5409 | Other inlet air problems
852 | CC steam units | Jet Engine | Inlet Air System and Compressors | Ducts and Filters | 5409 | Other inlet air problems
860 | Co-generator Block | Jet Engine | Inlet Air System and Compressors | Ducts and Filters | 5409 | Other inlet air problems
861 | CoG GT units | Jet Engine | Inlet Air System and Compressors | Ducts and Filters | 5409 | Other inlet air problems
862 | CoG steam units | Jet Engine | Inlet Air System and Compressors | Ducts and Filters | 5409 | Other inlet air problems
300 | Gas Turbine/Jet Engine (Simple Cycle Operation) | Jet Engine | Inlet Air System and Compressors | Compressors | 5410 | High pressure shaft
800 | Miscellaneous | Jet Engine | Inlet Air System and Compressors | Compressors | 5410 | High pressure shaft
810 | Multi-boiler/Multi-turbine | Jet Engine | Inlet Air System and Compressors | Compressors | 5410 | High pressure shaft
850 | Combined Cycle Block | Jet Engine | Inlet Air System and Compressors | Compressors | 5410 | High pressure shaft
851 | CC GT units | Jet Engine | Inlet Air System and Compressors | Compressors | 5410 | High pressure shaft
852 | CC steam units | Jet Engine | Inlet Air System and Compressors | Compressors | 5410 | High pressure shaft
860 | Co-generator Block | Jet Engine | Inlet Air System and Compressors | Compressors | 5410 | High pressure shaft
861 | CoG GT units | Jet Engine | Inlet Air System and Compressors | Compressors | 5410 | High pressure shaft
862 | CoG steam units | Jet Engine | Inlet Air System and Compressors | Compressors | 5410 | High pressure shaft
300 | Gas Turbine/Jet Engine (Simple Cycle Operation) | Jet Engine | Inlet Air System and Compressors | Compressors | 5411 | High pressure bearings
800 | Miscellaneous | Jet Engine | Inlet Air System and Compressors | Compressors | 5411 | High pressure bearings
810 | Multi-boiler/Multi-turbine | Jet Engine | Inlet Air System and Compressors | Compressors | 5411 | High pressure bearings
850 | Combined Cycle Block | Jet Engine | Inlet Air System and Compressors | Compressors | 5411 | High pressure bearings
851 | CC GT units | Jet Engine | Inlet Air System and Compressors | Compressors | 5411 | High pressure bearings
852 | CC steam units | Jet Engine | Inlet Air System and Compressors | Compressors | 5411 | High pressure bearings
860 | Co-generator Block | Jet Engine | Inlet Air System and Compressors | Compressors | 5411 | High pressure bearings
861 | CoG GT units | Jet Engine | Inlet Air System and Compressors | Compressors | 5411 | High pressure bearings
862 | CoG steam units | Jet Engine | Inlet Air System and Compressors | Compressors | 5411 | High pressure bearings
300 | Gas Turbine/Jet Engine (Simple Cycle Operation) | Jet Engine | Inlet Air System and Compressors | Compressors | 5412 | High pressure blades/buckets
800 | Miscellaneous | Jet Engine | Inlet Air System and Compressors | Compressors | 5412 | High pressure blades/buckets
810 | Multi-boiler/Multi-turbine | Jet Engine | Inlet Air System and Compressors | Compressors | 5412 | High pressure blades/buckets
850 | Combined Cycle Block | Jet Engine | Inlet Air System and Compressors | Compressors | 5412 | High pressure blades/buckets
851 | CC GT units | Jet Engine | Inlet Air System and Compressors | Compressors | 5412 | High pressure blades/buckets
852 | CC steam units | Jet Engine | Inlet Air System and Compressors | Compressors | 5412 | High pressure blades/buckets
860 | Co-generator Block | Jet Engine | Inlet Air System and Compressors | Compressors | 5412 | High pressure blades/buckets
861 | CoG GT units | Jet Engine | Inlet Air System and Compressors | Compressors | 5412 | High pressure blades/buckets
862 | CoG steam units | Jet Engine | Inlet Air System and Compressors | Compressors | 5412 | High pressure blades/buckets
300 | Gas Turbine/Jet Engine (Simple Cycle Operation) | Jet Engine | Inlet Air System and Compressors | Compressors | 5413 | Other high pressure problems
800 | Miscellaneous | Jet Engine | Inlet Air System and Compressors | Compressors | 5413 | Other high pressure problems
810 | Multi-boiler/Multi-turbine | Jet Engine | Inlet Air System and Compressors | Compressors | 5413 | Other high pressure problems
850 | Combined Cycle Block | Jet Engine | Inlet Air System and Compressors | Compressors | 5413 | Other high pressure problems
851 | CC GT units | Jet Engine | Inlet Air System and Compressors | Compressors | 5413 | Other high pressure problems
852 | CC steam units | Jet Engine | Inlet Air System and Compressors | Compressors | 5413 | Other high pressure problems
860 | Co-generator Block | Jet Engine | Inlet Air System and Compressors | Compressors | 5413 | Other high pressure problems
861 | CoG GT units | Jet Engine | Inlet Air System and Compressors | Compressors | 5413 | Other high pressure problems
862 | CoG steam units | Jet Engine | Inlet Air System and Compressors | Compressors | 5413 | Other high pressure problems
300 | Gas Turbine/Jet Engine (Simple Cycle Operation) | Jet Engine | Inlet Air System and Compressors | Compressors | 5414 | Compressor diaphragms/vanes
850 | Combined Cycle Block | Jet Engine | Inlet Air System and Compressors | Compressors | 5414 | Compressor diaphragms/vanes
851 | CC GT units | Jet Engine | Inlet Air System and Compressors | Compressors | 5414 | Compressor diaphragms/vanes
852 | CC steam units | Jet Engine | Inlet Air System and Compressors | Compressors | 5414 | Compressor diaphragms/vanes
860 | Co-generator Block | Jet Engine | Inlet Air System and Compressors | Compressors | 5414 | Compressor diaphragms/vanes
861 | CoG GT units | Jet Engine | Inlet Air System and Compressors | Compressors | 5414 | Compressor diaphragms/vanes
862 | CoG steam units | Jet Engine | Inlet Air System and Compressors | Compressors | 5414 | Compressor diaphragms/vanes
300 | Gas Turbine/Jet Engine (Simple Cycle Operation) | Jet Engine | Inlet Air System and Compressors | Compressors | 5420 | Low pressure shaft
800 | Miscellaneous | Jet Engine | Inlet Air System and Compressors | Compressors | 5420 | Low pressure shaft
810 | Multi-boiler/Multi-turbine | Jet Engine | Inlet Air System and Compressors | Compressors | 5420 | Low pressure shaft
850 | Combined Cycle Block | Jet Engine | Inlet Air System and Compressors | Compressors | 5420 | Low pressure shaft
851 | CC GT units | Jet Engine | Inlet Air System and Compressors | Compressors | 5420 | Low pressure shaft
852 | CC steam units | Jet Engine | Inlet Air System and Compressors | Compressors | 5420 | Low pressure shaft
860 | Co-generator Block | Jet Engine | Inlet Air System and Compressors | Compressors | 5420 | Low pressure shaft
861 | CoG GT units | Jet Engine | Inlet Air System and Compressors | Compressors | 5420 | Low pressure shaft
862 | CoG steam units | Jet Engine | Inlet Air System and Compressors | Compressors | 5420 | Low pressure shaft
300 | Gas Turbine/Jet Engine (Simple Cycle Operation) | Jet Engine | Inlet Air System and Compressors | Compressors | 5421 | Low pressure bearings
800 | Miscellaneous | Jet Engine | Inlet Air System and Compressors | Compressors | 5421 | Low pressure bearings
810 | Multi-boiler/Multi-turbine | Jet Engine | Inlet Air System and Compressors | Compressors | 5421 | Low pressure bearings
850 | Combined Cycle Block | Jet Engine | Inlet Air System and Compressors | Compressors | 5421 | Low pressure bearings
851 | CC GT units | Jet Engine | Inlet Air System and Compressors | Compressors | 5421 | Low pressure bearings
852 | CC steam units | Jet Engine | Inlet Air System and Compressors | Compressors | 5421 | Low pressure bearings
860 | Co-generator Block | Jet Engine | Inlet Air System and Compressors | Compressors | 5421 | Low pressure bearings
861 | CoG GT units | Jet Engine | Inlet Air System and Compressors | Compressors | 5421 | Low pressure bearings
862 | CoG steam units | Jet Engine | Inlet Air System and Compressors | Compressors | 5421 | Low pressure bearings
300 | Gas Turbine/Jet Engine (Simple Cycle Operation) | Jet Engine | Inlet Air System and Compressors | Compressors | 5422 | Low pressure blades/buckets
800 | Miscellaneous | Jet Engine | Inlet Air System and Compressors | Compressors | 5422 | Low pressure blades/buckets
810 | Multi-boiler/Multi-turbine | Jet Engine | Inlet Air System and Compressors | Compressors | 5422 | Low pressure blades/buckets
850 | Combined Cycle Block | Jet Engine | Inlet Air System and Compressors | Compressors | 5422 | Low pressure blades/buckets
851 | CC GT units | Jet Engine | Inlet Air System and Compressors | Compressors | 5422 | Low pressure blades/buckets
852 | CC steam units | Jet Engine | Inlet Air System and Compressors | Compressors | 5422 | Low pressure blades/buckets
860 | Co-generator Block | Jet Engine | Inlet Air System and Compressors | Compressors | 5422 | Low pressure blades/buckets
861 | CoG GT units | Jet Engine | Inlet Air System and Compressors | Compressors | 5422 | Low pressure blades/buckets
862 | CoG steam units | Jet Engine | Inlet Air System and Compressors | Compressors | 5422 | Low pressure blades/buckets
300 | Gas Turbine/Jet Engine (Simple Cycle Operation) | Jet Engine | Inlet Air System and Compressors | Compressors | 5429 | Other low pressure problems
800 | Miscellaneous | Jet Engine | Inlet Air System and Compressors | Compressors | 5429 | Other low pressure problems
810 | Multi-boiler/Multi-turbine | Jet Engine | Inlet Air System and Compressors | Compressors | 5429 | Other low pressure problems
850 | Combined Cycle Block | Jet Engine | Inlet Air System and Compressors | Compressors | 5429 | Other low pressure problems
851 | CC GT units | Jet Engine | Inlet Air System and Compressors | Compressors | 5429 | Other low pressure problems
852 | CC steam units | Jet Engine | Inlet Air System and Compressors | Compressors | 5429 | Other low pressure problems
860 | Co-generator Block | Jet Engine | Inlet Air System and Compressors | Compressors | 5429 | Other low pressure problems
861 | CoG GT units | Jet Engine | Inlet Air System and Compressors | Compressors | 5429 | Other low pressure problems
862 | CoG steam units | Jet Engine | Inlet Air System and Compressors | Compressors | 5429 | Other low pressure problems
300 | Gas Turbine/Jet Engine (Simple Cycle Operation) | Jet Engine | Inlet Air System and Compressors | Compressors | 5430 | Supercharging fans
800 | Miscellaneous | Jet Engine | Inlet Air System and Compressors | Compressors | 5430 | Supercharging fans
810 | Multi-boiler/Multi-turbine | Jet Engine | Inlet Air System and Compressors | Compressors | 5430 | Supercharging fans
850 | Combined Cycle Block | Jet Engine | Inlet Air System and Compressors | Compressors | 5430 | Supercharging fans
851 | CC GT units | Jet Engine | Inlet Air System and Compressors | Compressors | 5430 | Supercharging fans
852 | CC steam units | Jet Engine | Inlet Air System and Compressors | Compressors | 5430 | Supercharging fans
860 | Co-generator Block | Jet Engine | Inlet Air System and Compressors | Compressors | 5430 | Supercharging fans
861 | CoG GT units | Jet Engine | Inlet Air System and Compressors | Compressors | 5430 | Supercharging fans
862 | CoG steam units | Jet Engine | Inlet Air System and Compressors | Compressors | 5430 | Supercharging fans
300 | Gas Turbine/Jet Engine (Simple Cycle Operation) | Jet Engine | Inlet Air System and Compressors | Compressors | 5435 | Compressor washing
850 | Combined Cycle Block | Jet Engine | Inlet Air System and Compressors | Compressors | 5435 | Compressor washing
851 | CC GT units | Jet Engine | Inlet Air System and Compressors | Compressors | 5435 | Compressor washing
852 | CC steam units | Jet Engine | Inlet Air System and Compressors | Compressors | 5435 | Compressor washing
860 | Co-generator Block | Jet Engine | Inlet Air System and Compressors | Compressors | 5435 | Compressor washing
861 | CoG GT units | Jet Engine | Inlet Air System and Compressors | Compressors | 5435 | Compressor washing
862 | CoG steam units | Jet Engine | Inlet Air System and Compressors | Compressors | 5435 | Compressor washing
300 | Gas Turbine/Jet Engine (Simple Cycle Operation) | Jet Engine | Inlet Air System and Compressors | Compressors | 5436 | Compressor shaft and bearings for two-shaft machines
850 | Combined Cycle Block | Jet Engine | Inlet Air System and Compressors | Compressors | 5436 | Compressor shaft and bearings for two-shaft machines
851 | CC GT units | Jet Engine | Inlet Air System and Compressors | Compressors | 5436 | Compressor shaft and bearings for two-shaft machines
852 | CC steam units | Jet Engine | Inlet Air System and Compressors | Compressors | 5436 | Compressor shaft and bearings for two-shaft machines
860 | Co-generator Block | Jet Engine | Inlet Air System and Compressors | Compressors | 5436 | Compressor shaft and bearings for two-shaft machines
861 | CoG GT units | Jet Engine | Inlet Air System and Compressors | Compressors | 5436 | Compressor shaft and bearings for two-shaft machines
862 | CoG steam units | Jet Engine | Inlet Air System and Compressors | Compressors | 5436 | Compressor shaft and bearings for two-shaft machines
300 | Gas Turbine/Jet Engine (Simple Cycle Operation) | Jet Engine | Inlet Air System and Compressors | Compressors | 5439 | Other compressor problems
850 | Combined Cycle Block | Jet Engine | Inlet Air System and Compressors | Compressors | 5439 | Other compressor problems
851 | CC GT units | Jet Engine | Inlet Air System and Compressors | Compressors | 5439 | Other compressor problems
852 | CC steam units | Jet Engine | Inlet Air System and Compressors | Compressors | 5439 | Other compressor problems
860 | Co-generator Block | Jet Engine | Inlet Air System and Compressors | Compressors | 5439 | Other compressor problems
861 | CoG GT units | Jet Engine | Inlet Air System and Compressors | Compressors | 5439 | Other compressor problems
862 | CoG steam units | Jet Engine | Inlet Air System and Compressors | Compressors | 5439 | Other compressor problems
300 | Gas Turbine/Jet Engine (Simple Cycle Operation) | Jet Engine | Fuel, Ignition, and Combustion Systems |  | 5440 | Fuel tanks
800 | Miscellaneous | Jet Engine | Fuel, Ignition, and Combustion Systems |  | 5440 | Fuel tanks
810 | Multi-boiler/Multi-turbine | Jet Engine | Fuel, Ignition, and Combustion Systems |  | 5440 | Fuel tanks
850 | Combined Cycle Block | Jet Engine | Fuel, Ignition, and Combustion Systems |  | 5440 | Fuel tanks
851 | CC GT units | Jet Engine | Fuel, Ignition, and Combustion Systems |  | 5440 | Fuel tanks
852 | CC steam units | Jet Engine | Fuel, Ignition, and Combustion Systems |  | 5440 | Fuel tanks
860 | Co-generator Block | Jet Engine | Fuel, Ignition, and Combustion Systems |  | 5440 | Fuel tanks
861 | CoG GT units | Jet Engine | Fuel, Ignition, and Combustion Systems |  | 5440 | Fuel tanks
862 | CoG steam units | Jet Engine | Fuel, Ignition, and Combustion Systems |  | 5440 | Fuel tanks
300 | Gas Turbine/Jet Engine (Simple Cycle Operation) | Jet Engine | Fuel, Ignition, and Combustion Systems |  | 5441 | Fuel piping and valves
800 | Miscellaneous | Jet Engine | Fuel, Ignition, and Combustion Systems |  | 5441 | Fuel piping and valves
810 | Multi-boiler/Multi-turbine | Jet Engine | Fuel, Ignition, and Combustion Systems |  | 5441 | Fuel piping and valves
850 | Combined Cycle Block | Jet Engine | Fuel, Ignition, and Combustion Systems |  | 5441 | Fuel piping and valves
851 | CC GT units | Jet Engine | Fuel, Ignition, and Combustion Systems |  | 5441 | Fuel piping and valves
852 | CC steam units | Jet Engine | Fuel, Ignition, and Combustion Systems |  | 5441 | Fuel piping and valves
860 | Co-generator Block | Jet Engine | Fuel, Ignition, and Combustion Systems |  | 5441 | Fuel piping and valves
861 | CoG GT units | Jet Engine | Fuel, Ignition, and Combustion Systems |  | 5441 | Fuel piping and valves
862 | CoG steam units | Jet Engine | Fuel, Ignition, and Combustion Systems |  | 5441 | Fuel piping and valves
300 | Gas Turbine/Jet Engine (Simple Cycle Operation) | Jet Engine | Fuel, Ignition, and Combustion Systems |  | 5442 | Fuel nozzles/vanes
800 | Miscellaneous | Jet Engine | Fuel, Ignition, and Combustion Systems |  | 5442 | Fuel nozzles/vanes
810 | Multi-boiler/Multi-turbine | Jet Engine | Fuel, Ignition, and Combustion Systems |  | 5442 | Fuel nozzles/vanes
850 | Combined Cycle Block | Jet Engine | Fuel, Ignition, and Combustion Systems |  | 5442 | Fuel nozzles/vanes
851 | CC GT units | Jet Engine | Fuel, Ignition, and Combustion Systems |  | 5442 | Fuel nozzles/vanes
852 | CC steam units | Jet Engine | Fuel, Ignition, and Combustion Systems |  | 5442 | Fuel nozzles/vanes
860 | Co-generator Block | Jet Engine | Fuel, Ignition, and Combustion Systems |  | 5442 | Fuel nozzles/vanes
861 | CoG GT units | Jet Engine | Fuel, Ignition, and Combustion Systems |  | 5442 | Fuel nozzles/vanes
862 | CoG steam units | Jet Engine | Fuel, Ignition, and Combustion Systems |  | 5442 | Fuel nozzles/vanes
300 | Gas Turbine/Jet Engine (Simple Cycle Operation) | Jet Engine | Fuel, Ignition, and Combustion Systems |  | 5443 | Fuel filters
800 | Miscellaneous | Jet Engine | Fuel, Ignition, and Combustion Systems |  | 5443 | Fuel filters
810 | Multi-boiler/Multi-turbine | Jet Engine | Fuel, Ignition, and Combustion Systems |  | 5443 | Fuel filters
850 | Combined Cycle Block | Jet Engine | Fuel, Ignition, and Combustion Systems |  | 5443 | Fuel filters
851 | CC GT units | Jet Engine | Fuel, Ignition, and Combustion Systems |  | 5443 | Fuel filters
852 | CC steam units | Jet Engine | Fuel, Ignition, and Combustion Systems |  | 5443 | Fuel filters
860 | Co-generator Block | Jet Engine | Fuel, Ignition, and Combustion Systems |  | 5443 | Fuel filters
861 | CoG GT units | Jet Engine | Fuel, Ignition, and Combustion Systems |  | 5443 | Fuel filters
862 | CoG steam units | Jet Engine | Fuel, Ignition, and Combustion Systems |  | 5443 | Fuel filters
300 | Gas Turbine/Jet Engine (Simple Cycle Operation) | Jet Engine | Fuel, Ignition, and Combustion Systems |  | 5444 | Liquid fuel oil pump
850 | Combined Cycle Block | Jet Engine | Fuel, Ignition, and Combustion Systems |  | 5444 | Liquid fuel oil pump
851 | CC GT units | Jet Engine | Fuel, Ignition, and Combustion Systems |  | 5444 | Liquid fuel oil pump
852 | CC steam units | Jet Engine | Fuel, Ignition, and Combustion Systems |  | 5444 | Liquid fuel oil pump
860 | Co-generator Block | Jet Engine | Fuel, Ignition, and Combustion Systems |  | 5444 | Liquid fuel oil pump
861 | CoG GT units | Jet Engine | Fuel, Ignition, and Combustion Systems |  | 5444 | Liquid fuel oil pump
862 | CoG steam units | Jet Engine | Fuel, Ignition, and Combustion Systems |  | 5444 | Liquid fuel oil pump
300 | Gas Turbine/Jet Engine (Simple Cycle Operation) | Jet Engine | Fuel, Ignition, and Combustion Systems |  | 5445 | Liquid fuel oil transfer/forwarding pump
850 | Combined Cycle Block | Jet Engine | Fuel, Ignition, and Combustion Systems |  | 5445 | Liquid fuel oil transfer/forwarding pump
851 | CC GT units | Jet Engine | Fuel, Ignition, and Combustion Systems |  | 5445 | Liquid fuel oil transfer/forwarding pump
852 | CC steam units | Jet Engine | Fuel, Ignition, and Combustion Systems |  | 5445 | Liquid fuel oil transfer/forwarding pump
860 | Co-generator Block | Jet Engine | Fuel, Ignition, and Combustion Systems |  | 5445 | Liquid fuel oil transfer/forwarding pump
861 | CoG GT units | Jet Engine | Fuel, Ignition, and Combustion Systems |  | 5445 | Liquid fuel oil transfer/forwarding pump
862 | CoG steam units | Jet Engine | Fuel, Ignition, and Combustion Systems |  | 5445 | Liquid fuel oil transfer/forwarding pump
300 | Gas Turbine/Jet Engine (Simple Cycle Operation) | Jet Engine | Fuel, Ignition, and Combustion Systems |  | 5446 | Liquid fuel purge system
850 | Combined Cycle Block | Jet Engine | Fuel, Ignition, and Combustion Systems |  | 5446 | Liquid fuel purge system
851 | CC GT units | Jet Engine | Fuel, Ignition, and Combustion Systems |  | 5446 | Liquid fuel purge system
852 | CC steam units | Jet Engine | Fuel, Ignition, and Combustion Systems |  | 5446 | Liquid fuel purge system
860 | Co-generator Block | Jet Engine | Fuel, Ignition, and Combustion Systems |  | 5446 | Liquid fuel purge system
861 | CoG GT units | Jet Engine | Fuel, Ignition, and Combustion Systems |  | 5446 | Liquid fuel purge system
862 | CoG steam units | Jet Engine | Fuel, Ignition, and Combustion Systems |  | 5446 | Liquid fuel purge system
300 | Gas Turbine/Jet Engine (Simple Cycle Operation) | Jet Engine | Fuel, Ignition, and Combustion Systems |  | 5447 | Gas fuel system including controls and instrumentation
850 | Combined Cycle Block | Jet Engine | Fuel, Ignition, and Combustion Systems |  | 5447 | Gas fuel system including controls and instrumentation
851 | CC GT units | Jet Engine | Fuel, Ignition, and Combustion Systems |  | 5447 | Gas fuel system including controls and instrumentation
852 | CC steam units | Jet Engine | Fuel, Ignition, and Combustion Systems |  | 5447 | Gas fuel system including controls and instrumentation
860 | Co-generator Block | Jet Engine | Fuel, Ignition, and Combustion Systems |  | 5447 | Gas fuel system including controls and instrumentation
861 | CoG GT units | Jet Engine | Fuel, Ignition, and Combustion Systems |  | 5447 | Gas fuel system including controls and instrumentation
862 | CoG steam units | Jet Engine | Fuel, Ignition, and Combustion Systems |  | 5447 | Gas fuel system including controls and instrumentation
300 | Gas Turbine/Jet Engine (Simple Cycle Operation) | Jet Engine | Fuel, Ignition, and Combustion Systems |  | 5449 | Other fuel system problems
800 | Miscellaneous | Jet Engine | Fuel, Ignition, and Combustion Systems |  | 5449 | Other fuel system problems
810 | Multi-boiler/Multi-turbine | Jet Engine | Fuel, Ignition, and Combustion Systems |  | 5449 | Other fuel system problems
850 | Combined Cycle Block | Jet Engine | Fuel, Ignition, and Combustion Systems |  | 5449 | Other fuel system problems
851 | CC GT units | Jet Engine | Fuel, Ignition, and Combustion Systems |  | 5449 | Other fuel system problems
852 | CC steam units | Jet Engine | Fuel, Ignition, and Combustion Systems |  | 5449 | Other fuel system problems
860 | Co-generator Block | Jet Engine | Fuel, Ignition, and Combustion Systems |  | 5449 | Other fuel system problems
861 | CoG GT units | Jet Engine | Fuel, Ignition, and Combustion Systems |  | 5449 | Other fuel system problems
862 | CoG steam units | Jet Engine | Fuel, Ignition, and Combustion Systems |  | 5449 | Other fuel system problems
300 | Gas Turbine/Jet Engine (Simple Cycle Operation) | Jet Engine | Fuel, Ignition, and Combustion Systems |  | 5450 | Ignition system
800 | Miscellaneous | Jet Engine | Fuel, Ignition, and Combustion Systems |  | 5450 | Ignition system
810 | Multi-boiler/Multi-turbine | Jet Engine | Fuel, Ignition, and Combustion Systems |  | 5450 | Ignition system
850 | Combined Cycle Block | Jet Engine | Fuel, Ignition, and Combustion Systems |  | 5450 | Ignition system
851 | CC GT units | Jet Engine | Fuel, Ignition, and Combustion Systems |  | 5450 | Ignition system
852 | CC steam units | Jet Engine | Fuel, Ignition, and Combustion Systems |  | 5450 | Ignition system
860 | Co-generator Block | Jet Engine | Fuel, Ignition, and Combustion Systems |  | 5450 | Ignition system
861 | CoG GT units | Jet Engine | Fuel, Ignition, and Combustion Systems |  | 5450 | Ignition system
862 | CoG steam units | Jet Engine | Fuel, Ignition, and Combustion Systems |  | 5450 | Ignition system
300 | Gas Turbine/Jet Engine (Simple Cycle Operation) | Jet Engine | Fuel, Ignition, and Combustion Systems |  | 5451 | Pilot fuel piping and valves
850 | Combined Cycle Block | Jet Engine | Fuel, Ignition, and Combustion Systems |  | 5451 | Pilot fuel piping and valves
851 | CC GT units | Jet Engine | Fuel, Ignition, and Combustion Systems |  | 5451 | Pilot fuel piping and valves
852 | CC steam units | Jet Engine | Fuel, Ignition, and Combustion Systems |  | 5451 | Pilot fuel piping and valves
860 | Co-generator Block | Jet Engine | Fuel, Ignition, and Combustion Systems |  | 5451 | Pilot fuel piping and valves
861 | CoG GT units | Jet Engine | Fuel, Ignition, and Combustion Systems |  | 5451 | Pilot fuel piping and valves
862 | CoG steam units | Jet Engine | Fuel, Ignition, and Combustion Systems |  | 5451 | Pilot fuel piping and valves
300 | Gas Turbine/Jet Engine (Simple Cycle Operation) | Jet Engine | Fuel, Ignition, and Combustion Systems |  | 5452 | Pilot fuel nozzles/vanes
850 | Combined Cycle Block | Jet Engine | Fuel, Ignition, and Combustion Systems |  | 5452 | Pilot fuel nozzles/vanes
851 | CC GT units | Jet Engine | Fuel, Ignition, and Combustion Systems |  | 5452 | Pilot fuel nozzles/vanes
852 | CC steam units | Jet Engine | Fuel, Ignition, and Combustion Systems |  | 5452 | Pilot fuel nozzles/vanes
860 | Co-generator Block | Jet Engine | Fuel, Ignition, and Combustion Systems |  | 5452 | Pilot fuel nozzles/vanes
861 | CoG GT units | Jet Engine | Fuel, Ignition, and Combustion Systems |  | 5452 | Pilot fuel nozzles/vanes
862 | CoG steam units | Jet Engine | Fuel, Ignition, and Combustion Systems |  | 5452 | Pilot fuel nozzles/vanes
300 | Gas Turbine/Jet Engine (Simple Cycle Operation) | Jet Engine | Fuel, Ignition, and Combustion Systems |  | 5453 | Pilot fuel filters
850 | Combined Cycle Block | Jet Engine | Fuel, Ignition, and Combustion Systems |  | 5453 | Pilot fuel filters
851 | CC GT units | Jet Engine | Fuel, Ignition, and Combustion Systems |  | 5453 | Pilot fuel filters
852 | CC steam units | Jet Engine | Fuel, Ignition, and Combustion Systems |  | 5453 | Pilot fuel filters
860 | Co-generator Block | Jet Engine | Fuel, Ignition, and Combustion Systems |  | 5453 | Pilot fuel filters
861 | CoG GT units | Jet Engine | Fuel, Ignition, and Combustion Systems |  | 5453 | Pilot fuel filters
862 | CoG steam units | Jet Engine | Fuel, Ignition, and Combustion Systems |  | 5453 | Pilot fuel filters
300 | Gas Turbine/Jet Engine (Simple Cycle Operation) | Jet Engine | Fuel, Ignition, and Combustion Systems |  | 5454 | Water injection system
850 | Combined Cycle Block | Jet Engine | Fuel, Ignition, and Combustion Systems |  | 5454 | Water injection system
851 | CC GT units | Jet Engine | Fuel, Ignition, and Combustion Systems |  | 5454 | Water injection system
852 | CC steam units | Jet Engine | Fuel, Ignition, and Combustion Systems |  | 5454 | Water injection system
860 | Co-generator Block | Jet Engine | Fuel, Ignition, and Combustion Systems |  | 5454 | Water injection system
861 | CoG GT units | Jet Engine | Fuel, Ignition, and Combustion Systems |  | 5454 | Water injection system
862 | CoG steam units | Jet Engine | Fuel, Ignition, and Combustion Systems |  | 5454 | Water injection system
300 | Gas Turbine/Jet Engine (Simple Cycle Operation) | Jet Engine | Fuel, Ignition, and Combustion Systems |  | 5455 | Fuel nozzle/vane cooling air system
800 | Miscellaneous | Jet Engine | Fuel, Ignition, and Combustion Systems |  | 5455 | Fuel nozzle/vane cooling air system
810 | Multi-boiler/Multi-turbine | Jet Engine | Fuel, Ignition, and Combustion Systems |  | 5455 | Fuel nozzle/vane cooling air system
850 | Combined Cycle Block | Jet Engine | Fuel, Ignition, and Combustion Systems |  | 5455 | Fuel nozzle/vane cooling air system
851 | CC GT units | Jet Engine | Fuel, Ignition, and Combustion Systems |  | 5455 | Fuel nozzle/vane cooling air system
852 | CC steam units | Jet Engine | Fuel, Ignition, and Combustion Systems |  | 5455 | Fuel nozzle/vane cooling air system
860 | Co-generator Block | Jet Engine | Fuel, Ignition, and Combustion Systems |  | 5455 | Fuel nozzle/vane cooling air system
861 | CoG GT units | Jet Engine | Fuel, Ignition, and Combustion Systems |  | 5455 | Fuel nozzle/vane cooling air system
862 | CoG steam units | Jet Engine | Fuel, Ignition, and Combustion Systems |  | 5455 | Fuel nozzle/vane cooling air system
300 | Gas Turbine/Jet Engine (Simple Cycle Operation) | Jet Engine | Fuel, Ignition, and Combustion Systems |  | 5460 | Atomizing air system
800 | Miscellaneous | Jet Engine | Fuel, Ignition, and Combustion Systems |  | 5460 | Atomizing air system
810 | Multi-boiler/Multi-turbine | Jet Engine | Fuel, Ignition, and Combustion Systems |  | 5460 | Atomizing air system
850 | Combined Cycle Block | Jet Engine | Fuel, Ignition, and Combustion Systems |  | 5460 | Atomizing air system
851 | CC GT units | Jet Engine | Fuel, Ignition, and Combustion Systems |  | 5460 | Atomizing air system
852 | CC steam units | Jet Engine | Fuel, Ignition, and Combustion Systems |  | 5460 | Atomizing air system
860 | Co-generator Block | Jet Engine | Fuel, Ignition, and Combustion Systems |  | 5460 | Atomizing air system
861 | CoG GT units | Jet Engine | Fuel, Ignition, and Combustion Systems |  | 5460 | Atomizing air system
862 | CoG steam units | Jet Engine | Fuel, Ignition, and Combustion Systems |  | 5460 | Atomizing air system
300 | Gas Turbine/Jet Engine (Simple Cycle Operation) | Jet Engine | Fuel, Ignition, and Combustion Systems |  | 5470 | Combustor casing
800 | Miscellaneous | Jet Engine | Fuel, Ignition, and Combustion Systems |  | 5470 | Combustor casing
810 | Multi-boiler/Multi-turbine | Jet Engine | Fuel, Ignition, and Combustion Systems |  | 5470 | Combustor casing
850 | Combined Cycle Block | Jet Engine | Fuel, Ignition, and Combustion Systems |  | 5470 | Combustor casing
851 | CC GT units | Jet Engine | Fuel, Ignition, and Combustion Systems |  | 5470 | Combustor casing
852 | CC steam units | Jet Engine | Fuel, Ignition, and Combustion Systems |  | 5470 | Combustor casing
860 | Co-generator Block | Jet Engine | Fuel, Ignition, and Combustion Systems |  | 5470 | Combustor casing
861 | CoG GT units | Jet Engine | Fuel, Ignition, and Combustion Systems |  | 5470 | Combustor casing
862 | CoG steam units | Jet Engine | Fuel, Ignition, and Combustion Systems |  | 5470 | Combustor casing
300 | Gas Turbine/Jet Engine (Simple Cycle Operation) | Jet Engine | Fuel, Ignition, and Combustion Systems |  | 5471 | Combustor liner
800 | Miscellaneous | Jet Engine | Fuel, Ignition, and Combustion Systems |  | 5471 | Combustor liner
810 | Multi-boiler/Multi-turbine | Jet Engine | Fuel, Ignition, and Combustion Systems |  | 5471 | Combustor liner
850 | Combined Cycle Block | Jet Engine | Fuel, Ignition, and Combustion Systems |  | 5471 | Combustor liner
851 | CC GT units | Jet Engine | Fuel, Ignition, and Combustion Systems |  | 5471 | Combustor liner
852 | CC steam units | Jet Engine | Fuel, Ignition, and Combustion Systems |  | 5471 | Combustor liner
860 | Co-generator Block | Jet Engine | Fuel, Ignition, and Combustion Systems |  | 5471 | Combustor liner
861 | CoG GT units | Jet Engine | Fuel, Ignition, and Combustion Systems |  | 5471 | Combustor liner
862 | CoG steam units | Jet Engine | Fuel, Ignition, and Combustion Systems |  | 5471 | Combustor liner
300 | Gas Turbine/Jet Engine (Simple Cycle Operation) | Jet Engine | Fuel, Ignition, and Combustion Systems |  | 5472 | Combustor caps
800 | Miscellaneous | Jet Engine | Fuel, Ignition, and Combustion Systems |  | 5472 | Combustor caps
810 | Multi-boiler/Multi-turbine | Jet Engine | Fuel, Ignition, and Combustion Systems |  | 5472 | Combustor caps
850 | Combined Cycle Block | Jet Engine | Fuel, Ignition, and Combustion Systems |  | 5472 | Combustor caps
851 | CC GT units | Jet Engine | Fuel, Ignition, and Combustion Systems |  | 5472 | Combustor caps
852 | CC steam units | Jet Engine | Fuel, Ignition, and Combustion Systems |  | 5472 | Combustor caps
860 | Co-generator Block | Jet Engine | Fuel, Ignition, and Combustion Systems |  | 5472 | Combustor caps
861 | CoG GT units | Jet Engine | Fuel, Ignition, and Combustion Systems |  | 5472 | Combustor caps
862 | CoG steam units | Jet Engine | Fuel, Ignition, and Combustion Systems |  | 5472 | Combustor caps
300 | Gas Turbine/Jet Engine (Simple Cycle Operation) | Jet Engine | Fuel, Ignition, and Combustion Systems |  | 5473 | Flame scanners
850 | Combined Cycle Block | Jet Engine | Fuel, Ignition, and Combustion Systems |  | 5473 | Flame scanners
851 | CC GT units | Jet Engine | Fuel, Ignition, and Combustion Systems |  | 5473 | Flame scanners
852 | CC steam units | Jet Engine | Fuel, Ignition, and Combustion Systems |  | 5473 | Flame scanners
860 | Co-generator Block | Jet Engine | Fuel, Ignition, and Combustion Systems |  | 5473 | Flame scanners
861 | CoG GT units | Jet Engine | Fuel, Ignition, and Combustion Systems |  | 5473 | Flame scanners
862 | CoG steam units | Jet Engine | Fuel, Ignition, and Combustion Systems |  | 5473 | Flame scanners
300 | Gas Turbine/Jet Engine (Simple Cycle Operation) | Jet Engine | Fuel, Ignition, and Combustion Systems |  | 5474 | Flashback (including instrumentation)
850 | Combined Cycle Block | Jet Engine | Fuel, Ignition, and Combustion Systems |  | 5474 | Flashback (including instrumentation)
851 | CC GT units | Jet Engine | Fuel, Ignition, and Combustion Systems |  | 5474 | Flashback (including instrumentation)
852 | CC steam units | Jet Engine | Fuel, Ignition, and Combustion Systems |  | 5474 | Flashback (including instrumentation)
860 | Co-generator Block | Jet Engine | Fuel, Ignition, and Combustion Systems |  | 5474 | Flashback (including instrumentation)
861 | CoG GT units | Jet Engine | Fuel, Ignition, and Combustion Systems |  | 5474 | Flashback (including instrumentation)
862 | CoG steam units | Jet Engine | Fuel, Ignition, and Combustion Systems |  | 5474 | Flashback (including instrumentation)
300 | Gas Turbine/Jet Engine (Simple Cycle Operation) | Jet Engine | Fuel, Ignition, and Combustion Systems |  | 5475 | Blade path temperature spread
850 | Combined Cycle Block | Jet Engine | Fuel, Ignition, and Combustion Systems |  | 5475 | Blade path temperature spread
851 | CC GT units | Jet Engine | Fuel, Ignition, and Combustion Systems |  | 5475 | Blade path temperature spread
852 | CC steam units | Jet Engine | Fuel, Ignition, and Combustion Systems |  | 5475 | Blade path temperature spread
860 | Co-generator Block | Jet Engine | Fuel, Ignition, and Combustion Systems |  | 5475 | Blade path temperature spread
861 | CoG GT units | Jet Engine | Fuel, Ignition, and Combustion Systems |  | 5475 | Blade path temperature spread
862 | CoG steam units | Jet Engine | Fuel, Ignition, and Combustion Systems |  | 5475 | Blade path temperature spread
300 | Gas Turbine/Jet Engine (Simple Cycle Operation) | Jet Engine | Fuel, Ignition, and Combustion Systems |  | 5479 | Other combustor problems
800 | Miscellaneous | Jet Engine | Fuel, Ignition, and Combustion Systems |  | 5479 | Other combustor problems
810 | Multi-boiler/Multi-turbine | Jet Engine | Fuel, Ignition, and Combustion Systems |  | 5479 | Other combustor problems
850 | Combined Cycle Block | Jet Engine | Fuel, Ignition, and Combustion Systems |  | 5479 | Other combustor problems
851 | CC GT units | Jet Engine | Fuel, Ignition, and Combustion Systems |  | 5479 | Other combustor problems
852 | CC steam units | Jet Engine | Fuel, Ignition, and Combustion Systems |  | 5479 | Other combustor problems
860 | Co-generator Block | Jet Engine | Fuel, Ignition, and Combustion Systems |  | 5479 | Other combustor problems
861 | CoG GT units | Jet Engine | Fuel, Ignition, and Combustion Systems |  | 5479 | Other combustor problems
862 | CoG steam units | Jet Engine | Fuel, Ignition, and Combustion Systems |  | 5479 | Other combustor problems
300 | Gas Turbine/Jet Engine (Simple Cycle Operation) | Jet Engine | Turbine |  | 5480 | High pressure shaft
800 | Miscellaneous | Jet Engine | Turbine |  | 5480 | High pressure shaft
810 | Multi-boiler/Multi-turbine | Jet Engine | Turbine |  | 5480 | High pressure shaft
850 | Combined Cycle Block | Jet Engine | Turbine |  | 5480 | High pressure shaft
851 | CC GT units | Jet Engine | Turbine |  | 5480 | High pressure shaft
852 | CC steam units | Jet Engine | Turbine |  | 5480 | High pressure shaft
860 | Co-generator Block | Jet Engine | Turbine |  | 5480 | High pressure shaft
861 | CoG GT units | Jet Engine | Turbine |  | 5480 | High pressure shaft
862 | CoG steam units | Jet Engine | Turbine |  | 5480 | High pressure shaft
300 | Gas Turbine/Jet Engine (Simple Cycle Operation) | Jet Engine | Turbine |  | 5481 | High pressure bearings
800 | Miscellaneous | Jet Engine | Turbine |  | 5481 | High pressure bearings
810 | Multi-boiler/Multi-turbine | Jet Engine | Turbine |  | 5481 | High pressure bearings
850 | Combined Cycle Block | Jet Engine | Turbine |  | 5481 | High pressure bearings
851 | CC GT units | Jet Engine | Turbine |  | 5481 | High pressure bearings
852 | CC steam units | Jet Engine | Turbine |  | 5481 | High pressure bearings
860 | Co-generator Block | Jet Engine | Turbine |  | 5481 | High pressure bearings
861 | CoG GT units | Jet Engine | Turbine |  | 5481 | High pressure bearings
862 | CoG steam units | Jet Engine | Turbine |  | 5481 | High pressure bearings
300 | Gas Turbine/Jet Engine (Simple Cycle Operation) | Jet Engine | Turbine |  | 5482 | High pressure blades/buckets
800 | Miscellaneous | Jet Engine | Turbine |  | 5482 | High pressure blades/buckets
810 | Multi-boiler/Multi-turbine | Jet Engine | Turbine |  | 5482 | High pressure blades/buckets
850 | Combined Cycle Block | Jet Engine | Turbine |  | 5482 | High pressure blades/buckets
851 | CC GT units | Jet Engine | Turbine |  | 5482 | High pressure blades/buckets
852 | CC steam units | Jet Engine | Turbine |  | 5482 | High pressure blades/buckets
860 | Co-generator Block | Jet Engine | Turbine |  | 5482 | High pressure blades/buckets
861 | CoG GT units | Jet Engine | Turbine |  | 5482 | High pressure blades/buckets
862 | CoG steam units | Jet Engine | Turbine |  | 5482 | High pressure blades/buckets
300 | Gas Turbine/Jet Engine (Simple Cycle Operation) | Jet Engine | Turbine |  | 5483 | High pressure nozzles/vanes
800 | Miscellaneous | Jet Engine | Turbine |  | 5483 | High pressure nozzles/vanes
810 | Multi-boiler/Multi-turbine | Jet Engine | Turbine |  | 5483 | High pressure nozzles/vanes
850 | Combined Cycle Block | Jet Engine | Turbine |  | 5483 | High pressure nozzles/vanes
851 | CC GT units | Jet Engine | Turbine |  | 5483 | High pressure nozzles/vanes
852 | CC steam units | Jet Engine | Turbine |  | 5483 | High pressure nozzles/vanes
860 | Co-generator Block | Jet Engine | Turbine |  | 5483 | High pressure nozzles/vanes
861 | CoG GT units | Jet Engine | Turbine |  | 5483 | High pressure nozzles/vanes
862 | CoG steam units | Jet Engine | Turbine |  | 5483 | High pressure nozzles/vanes
300 | Gas Turbine/Jet Engine (Simple Cycle Operation) | Jet Engine | Turbine |  | 5484 | High pressure casing/expansion joint
800 | Miscellaneous | Jet Engine | Turbine |  | 5484 | High pressure casing/expansion joint
810 | Multi-boiler/Multi-turbine | Jet Engine | Turbine |  | 5484 | High pressure casing/expansion joint
850 | Combined Cycle Block | Jet Engine | Turbine |  | 5484 | High pressure casing/expansion joint
851 | CC GT units | Jet Engine | Turbine |  | 5484 | High pressure casing/expansion joint
852 | CC steam units | Jet Engine | Turbine |  | 5484 | High pressure casing/expansion joint
860 | Co-generator Block | Jet Engine | Turbine |  | 5484 | High pressure casing/expansion joint
861 | CoG GT units | Jet Engine | Turbine |  | 5484 | High pressure casing/expansion joint
862 | CoG steam units | Jet Engine | Turbine |  | 5484 | High pressure casing/expansion joint
300 | Gas Turbine/Jet Engine (Simple Cycle Operation) | Jet Engine | Turbine |  | 5485 | Interstage gas passages
800 | Miscellaneous | Jet Engine | Turbine |  | 5485 | Interstage gas passages
810 | Multi-boiler/Multi-turbine | Jet Engine | Turbine |  | 5485 | Interstage gas passages
850 | Combined Cycle Block | Jet Engine | Turbine |  | 5485 | Interstage gas passages
851 | CC GT units | Jet Engine | Turbine |  | 5485 | Interstage gas passages
852 | CC steam units | Jet Engine | Turbine |  | 5485 | Interstage gas passages
860 | Co-generator Block | Jet Engine | Turbine |  | 5485 | Interstage gas passages
861 | CoG GT units | Jet Engine | Turbine |  | 5485 | Interstage gas passages
862 | CoG steam units | Jet Engine | Turbine |  | 5485 | Interstage gas passages
300 | Gas Turbine/Jet Engine (Simple Cycle Operation) | Jet Engine | Turbine |  | 5486 | High pressure shaft seals
800 | Miscellaneous | Jet Engine | Turbine |  | 5486 | High pressure shaft seals
810 | Multi-boiler/Multi-turbine | Jet Engine | Turbine |  | 5486 | High pressure shaft seals
850 | Combined Cycle Block | Jet Engine | Turbine |  | 5486 | High pressure shaft seals
851 | CC GT units | Jet Engine | Turbine |  | 5486 | High pressure shaft seals
852 | CC steam units | Jet Engine | Turbine |  | 5486 | High pressure shaft seals
860 | Co-generator Block | Jet Engine | Turbine |  | 5486 | High pressure shaft seals
861 | CoG GT units | Jet Engine | Turbine |  | 5486 | High pressure shaft seals
862 | CoG steam units | Jet Engine | Turbine |  | 5486 | High pressure shaft seals
300 | Gas Turbine/Jet Engine (Simple Cycle Operation) | Jet Engine | Turbine |  | 5487 | Thrust bearing
800 | Miscellaneous | Jet Engine | Turbine |  | 5487 | Thrust bearing
850 | Combined Cycle Block | Jet Engine | Turbine |  | 5487 | Thrust bearing
851 | CC GT units | Jet Engine | Turbine |  | 5487 | Thrust bearing
852 | CC steam units | Jet Engine | Turbine |  | 5487 | Thrust bearing
860 | Co-generator Block | Jet Engine | Turbine |  | 5487 | Thrust bearing
861 | CoG GT units | Jet Engine | Turbine |  | 5487 | Thrust bearing
862 | CoG steam units | Jet Engine | Turbine |  | 5487 | Thrust bearing
300 | Gas Turbine/Jet Engine (Simple Cycle Operation) | Jet Engine | Turbine |  | 5489 | Other high pressure problems
800 | Miscellaneous | Jet Engine | Turbine |  | 5489 | Other high pressure problems
810 | Multi-boiler/Multi-turbine | Jet Engine | Turbine |  | 5489 | Other high pressure problems
850 | Combined Cycle Block | Jet Engine | Turbine |  | 5489 | Other high pressure problems
851 | CC GT units | Jet Engine | Turbine |  | 5489 | Other high pressure problems
852 | CC steam units | Jet Engine | Turbine |  | 5489 | Other high pressure problems
860 | Co-generator Block | Jet Engine | Turbine |  | 5489 | Other high pressure problems
861 | CoG GT units | Jet Engine | Turbine |  | 5489 | Other high pressure problems
862 | CoG steam units | Jet Engine | Turbine |  | 5489 | Other high pressure problems
300 | Gas Turbine/Jet Engine (Simple Cycle Operation) | Jet Engine | Turbine |  | 5490 | Low pressure shaft
800 | Miscellaneous | Jet Engine | Turbine |  | 5490 | Low pressure shaft
810 | Multi-boiler/Multi-turbine | Jet Engine | Turbine |  | 5490 | Low pressure shaft
850 | Combined Cycle Block | Jet Engine | Turbine |  | 5490 | Low pressure shaft
851 | CC GT units | Jet Engine | Turbine |  | 5490 | Low pressure shaft
852 | CC steam units | Jet Engine | Turbine |  | 5490 | Low pressure shaft
860 | Co-generator Block | Jet Engine | Turbine |  | 5490 | Low pressure shaft
861 | CoG GT units | Jet Engine | Turbine |  | 5490 | Low pressure shaft
862 | CoG steam units | Jet Engine | Turbine |  | 5490 | Low pressure shaft
300 | Gas Turbine/Jet Engine (Simple Cycle Operation) | Jet Engine | Turbine |  | 5491 | Low pressure bearings
800 | Miscellaneous | Jet Engine | Turbine |  | 5491 | Low pressure bearings
810 | Multi-boiler/Multi-turbine | Jet Engine | Turbine |  | 5491 | Low pressure bearings
850 | Combined Cycle Block | Jet Engine | Turbine |  | 5491 | Low pressure bearings
851 | CC GT units | Jet Engine | Turbine |  | 5491 | Low pressure bearings
852 | CC steam units | Jet Engine | Turbine |  | 5491 | Low pressure bearings
860 | Co-generator Block | Jet Engine | Turbine |  | 5491 | Low pressure bearings
861 | CoG GT units | Jet Engine | Turbine |  | 5491 | Low pressure bearings
862 | CoG steam units | Jet Engine | Turbine |  | 5491 | Low pressure bearings
300 | Gas Turbine/Jet Engine (Simple Cycle Operation) | Jet Engine | Turbine |  | 5492 | Low pressure blades/buckets
800 | Miscellaneous | Jet Engine | Turbine |  | 5492 | Low pressure blades/buckets
810 | Multi-boiler/Multi-turbine | Jet Engine | Turbine |  | 5492 | Low pressure blades/buckets
850 | Combined Cycle Block | Jet Engine | Turbine |  | 5492 | Low pressure blades/buckets
851 | CC GT units | Jet Engine | Turbine |  | 5492 | Low pressure blades/buckets
852 | CC steam units | Jet Engine | Turbine |  | 5492 | Low pressure blades/buckets
860 | Co-generator Block | Jet Engine | Turbine |  | 5492 | Low pressure blades/buckets
861 | CoG GT units | Jet Engine | Turbine |  | 5492 | Low pressure blades/buckets
862 | CoG steam units | Jet Engine | Turbine |  | 5492 | Low pressure blades/buckets
300 | Gas Turbine/Jet Engine (Simple Cycle Operation) | Jet Engine | Turbine |  | 5493 | Low pressure nozzles/vanes
800 | Miscellaneous | Jet Engine | Turbine |  | 5493 | Low pressure nozzles/vanes
810 | Multi-boiler/Multi-turbine | Jet Engine | Turbine |  | 5493 | Low pressure nozzles/vanes
850 | Combined Cycle Block | Jet Engine | Turbine |  | 5493 | Low pressure nozzles/vanes
851 | CC GT units | Jet Engine | Turbine |  | 5493 | Low pressure nozzles/vanes
852 | CC steam units | Jet Engine | Turbine |  | 5493 | Low pressure nozzles/vanes
860 | Co-generator Block | Jet Engine | Turbine |  | 5493 | Low pressure nozzles/vanes
861 | CoG GT units | Jet Engine | Turbine |  | 5493 | Low pressure nozzles/vanes
862 | CoG steam units | Jet Engine | Turbine |  | 5493 | Low pressure nozzles/vanes
300 | Gas Turbine/Jet Engine (Simple Cycle Operation) | Jet Engine | Turbine |  | 5494 | Low pressure casing/expansion joints
800 | Miscellaneous | Jet Engine | Turbine |  | 5494 | Low pressure casing/expansion joints
810 | Multi-boiler/Multi-turbine | Jet Engine | Turbine |  | 5494 | Low pressure casing/expansion joints
850 | Combined Cycle Block | Jet Engine | Turbine |  | 5494 | Low pressure casing/expansion joints
851 | CC GT units | Jet Engine | Turbine |  | 5494 | Low pressure casing/expansion joints
852 | CC steam units | Jet Engine | Turbine |  | 5494 | Low pressure casing/expansion joints
860 | Co-generator Block | Jet Engine | Turbine |  | 5494 | Low pressure casing/expansion joints
861 | CoG GT units | Jet Engine | Turbine |  | 5494 | Low pressure casing/expansion joints
862 | CoG steam units | Jet Engine | Turbine |  | 5494 | Low pressure casing/expansion joints
300 | Gas Turbine/Jet Engine (Simple Cycle Operation) | Jet Engine | Turbine |  | 5497 | Other low pressure problems
800 | Miscellaneous | Jet Engine | Turbine |  | 5497 | Other low pressure problems
810 | Multi-boiler/Multi-turbine | Jet Engine | Turbine |  | 5497 | Other low pressure problems
850 | Combined Cycle Block | Jet Engine | Turbine |  | 5497 | Other low pressure problems
851 | CC GT units | Jet Engine | Turbine |  | 5497 | Other low pressure problems
852 | CC steam units | Jet Engine | Turbine |  | 5497 | Other low pressure problems
860 | Co-generator Block | Jet Engine | Turbine |  | 5497 | Other low pressure problems
861 | CoG GT units | Jet Engine | Turbine |  | 5497 | Other low pressure problems
862 | CoG steam units | Jet Engine | Turbine |  | 5497 | Other low pressure problems
300 | Gas Turbine/Jet Engine (Simple Cycle Operation) | Jet Engine | Turbine |  | 5498 | Expansion joints
800 | Miscellaneous | Jet Engine | Turbine |  | 5498 | Expansion joints
810 | Multi-boiler/Multi-turbine | Jet Engine | Turbine |  | 5498 | Expansion joints
850 | Combined Cycle Block | Jet Engine | Turbine |  | 5498 | Expansion joints
851 | CC GT units | Jet Engine | Turbine |  | 5498 | Expansion joints
852 | CC steam units | Jet Engine | Turbine |  | 5498 | Expansion joints
860 | Co-generator Block | Jet Engine | Turbine |  | 5498 | Expansion joints
861 | CoG GT units | Jet Engine | Turbine |  | 5498 | Expansion joints
862 | CoG steam units | Jet Engine | Turbine |  | 5498 | Expansion joints
300 | Gas Turbine/Jet Engine (Simple Cycle Operation) | Jet Engine | Turbine |  | 5499 | Shaft seals
800 | Miscellaneous | Jet Engine | Turbine |  | 5499 | Shaft seals
810 | Multi-boiler/Multi-turbine | Jet Engine | Turbine |  | 5499 | Shaft seals
850 | Combined Cycle Block | Jet Engine | Turbine |  | 5499 | Shaft seals
851 | CC GT units | Jet Engine | Turbine |  | 5499 | Shaft seals
852 | CC steam units | Jet Engine | Turbine |  | 5499 | Shaft seals
860 | Co-generator Block | Jet Engine | Turbine |  | 5499 | Shaft seals
861 | CoG GT units | Jet Engine | Turbine |  | 5499 | Shaft seals
862 | CoG steam units | Jet Engine | Turbine |  | 5499 | Shaft seals
300 | Gas Turbine/Jet Engine (Simple Cycle Operation) | Jet Engine | Exhaust Systems |  | 5500 | Chamber
800 | Miscellaneous | Jet Engine | Exhaust Systems |  | 5500 | Chamber
810 | Multi-boiler/Multi-turbine | Jet Engine | Exhaust Systems |  | 5500 | Chamber
850 | Combined Cycle Block | Jet Engine | Exhaust Systems |  | 5500 | Chamber
851 | CC GT units | Jet Engine | Exhaust Systems |  | 5500 | Chamber
852 | CC steam units | Jet Engine | Exhaust Systems |  | 5500 | Chamber
860 | Co-generator Block | Jet Engine | Exhaust Systems |  | 5500 | Chamber
861 | CoG GT units | Jet Engine | Exhaust Systems |  | 5500 | Chamber
862 | CoG steam units | Jet Engine | Exhaust Systems |  | 5500 | Chamber
300 | Gas Turbine/Jet Engine (Simple Cycle Operation) | Jet Engine | Exhaust Systems |  | 5501 | Hoods
800 | Miscellaneous | Jet Engine | Exhaust Systems |  | 5501 | Hoods
810 | Multi-boiler/Multi-turbine | Jet Engine | Exhaust Systems |  | 5501 | Hoods
850 | Combined Cycle Block | Jet Engine | Exhaust Systems |  | 5501 | Hoods
851 | CC GT units | Jet Engine | Exhaust Systems |  | 5501 | Hoods
852 | CC steam units | Jet Engine | Exhaust Systems |  | 5501 | Hoods
860 | Co-generator Block | Jet Engine | Exhaust Systems |  | 5501 | Hoods
861 | CoG GT units | Jet Engine | Exhaust Systems |  | 5501 | Hoods
862 | CoG steam units | Jet Engine | Exhaust Systems |  | 5501 | Hoods
300 | Gas Turbine/Jet Engine (Simple Cycle Operation) | Jet Engine | Exhaust Systems |  | 5502 | Vanes/nozzles
800 | Miscellaneous | Jet Engine | Exhaust Systems |  | 5502 | Vanes/nozzles
810 | Multi-boiler/Multi-turbine | Jet Engine | Exhaust Systems |  | 5502 | Vanes/nozzles
850 | Combined Cycle Block | Jet Engine | Exhaust Systems |  | 5502 | Vanes/nozzles
851 | CC GT units | Jet Engine | Exhaust Systems |  | 5502 | Vanes/nozzles
852 | CC steam units | Jet Engine | Exhaust Systems |  | 5502 | Vanes/nozzles
860 | Co-generator Block | Jet Engine | Exhaust Systems |  | 5502 | Vanes/nozzles
861 | CoG GT units | Jet Engine | Exhaust Systems |  | 5502 | Vanes/nozzles
862 | CoG steam units | Jet Engine | Exhaust Systems |  | 5502 | Vanes/nozzles
300 | Gas Turbine/Jet Engine (Simple Cycle Operation) | Jet Engine | Exhaust Systems |  | 5503 | Silencer
800 | Miscellaneous | Jet Engine | Exhaust Systems |  | 5503 | Silencer
810 | Multi-boiler/Multi-turbine | Jet Engine | Exhaust Systems |  | 5503 | Silencer
850 | Combined Cycle Block | Jet Engine | Exhaust Systems |  | 5503 | Silencer
851 | CC GT units | Jet Engine | Exhaust Systems |  | 5503 | Silencer
852 | CC steam units | Jet Engine | Exhaust Systems |  | 5503 | Silencer
860 | Co-generator Block | Jet Engine | Exhaust Systems |  | 5503 | Silencer
861 | CoG GT units | Jet Engine | Exhaust Systems |  | 5503 | Silencer
862 | CoG steam units | Jet Engine | Exhaust Systems |  | 5503 | Silencer
300 | Gas Turbine/Jet Engine (Simple Cycle Operation) | Jet Engine | Exhaust Systems |  | 5504 | Cones
800 | Miscellaneous | Jet Engine | Exhaust Systems |  | 5504 | Cones
810 | Multi-boiler/Multi-turbine | Jet Engine | Exhaust Systems |  | 5504 | Cones
850 | Combined Cycle Block | Jet Engine | Exhaust Systems |  | 5504 | Cones
851 | CC GT units | Jet Engine | Exhaust Systems |  | 5504 | Cones
852 | CC steam units | Jet Engine | Exhaust Systems |  | 5504 | Cones
860 | Co-generator Block | Jet Engine | Exhaust Systems |  | 5504 | Cones
861 | CoG GT units | Jet Engine | Exhaust Systems |  | 5504 | Cones
862 | CoG steam units | Jet Engine | Exhaust Systems |  | 5504 | Cones
300 | Gas Turbine/Jet Engine (Simple Cycle Operation) | Jet Engine | Exhaust Systems |  | 5505 | Diverter Dampers
850 | Combined Cycle Block | Jet Engine | Exhaust Systems |  | 5505 | Diverter Dampers
851 | CC GT units | Jet Engine | Exhaust Systems |  | 5505 | Diverter Dampers
852 | CC steam units | Jet Engine | Exhaust Systems |  | 5505 | Diverter Dampers
860 | Co-generator Block | Jet Engine | Exhaust Systems |  | 5505 | Diverter Dampers
861 | CoG GT units | Jet Engine | Exhaust Systems |  | 5505 | Diverter Dampers
862 | CoG steam units | Jet Engine | Exhaust Systems |  | 5505 | Diverter Dampers
300 | Gas Turbine/Jet Engine (Simple Cycle Operation) | Jet Engine | Exhaust Systems |  | 5508 | High engine exhaust temperature
800 | Miscellaneous | Jet Engine | Exhaust Systems |  | 5508 | High engine exhaust temperature
810 | Multi-boiler/Multi-turbine | Jet Engine | Exhaust Systems |  | 5508 | High engine exhaust temperature
850 | Combined Cycle Block | Jet Engine | Exhaust Systems |  | 5508 | High engine exhaust temperature
851 | CC GT units | Jet Engine | Exhaust Systems |  | 5508 | High engine exhaust temperature
852 | CC steam units | Jet Engine | Exhaust Systems |  | 5508 | High engine exhaust temperature
860 | Co-generator Block | Jet Engine | Exhaust Systems |  | 5508 | High engine exhaust temperature
861 | CoG GT units | Jet Engine | Exhaust Systems |  | 5508 | High engine exhaust temperature
862 | CoG steam units | Jet Engine | Exhaust Systems |  | 5508 | High engine exhaust temperature
300 | Gas Turbine/Jet Engine (Simple Cycle Operation) | Jet Engine | Exhaust Systems |  | 5509 | Other exhaust problems (including high exhaust temperature not attributable to a specific problem)
800 | Miscellaneous | Jet Engine | Exhaust Systems |  | 5509 | Other exhaust problems (including high exhaust temperature not attributable to a specific problem)
810 | Multi-boiler/Multi-turbine | Jet Engine | Exhaust Systems |  | 5509 | Other exhaust problems (including high exhaust temperature not attributable to a specific problem)
850 | Combined Cycle Block | Jet Engine | Exhaust Systems |  | 5509 | Other exhaust problems (including high exhaust temperature not attributable to a specific problem)
851 | CC GT units | Jet Engine | Exhaust Systems |  | 5509 | Other exhaust problems (including high exhaust temperature not attributable to a specific problem)
852 | CC steam units | Jet Engine | Exhaust Systems |  | 5509 | Other exhaust problems (including high exhaust temperature not attributable to a specific problem)
860 | Co-generator Block | Jet Engine | Exhaust Systems |  | 5509 | Other exhaust problems (including high exhaust temperature not attributable to a specific problem)
861 | CoG GT units | Jet Engine | Exhaust Systems |  | 5509 | Other exhaust problems (including high exhaust temperature not attributable to a specific problem)
862 | CoG steam units | Jet Engine | Exhaust Systems |  | 5509 | Other exhaust problems (including high exhaust temperature not attributable to a specific problem)
300 | Gas Turbine/Jet Engine (Simple Cycle Operation) | Jet Engine | Auxiliary Systems |  | 5510 | Lube oil system
800 | Miscellaneous | Jet Engine | Auxiliary Systems |  | 5510 | Lube oil system
810 | Multi-boiler/Multi-turbine | Jet Engine | Auxiliary Systems |  | 5510 | Lube oil system
850 | Combined Cycle Block | Jet Engine | Auxiliary Systems |  | 5510 | Lube oil system
851 | CC GT units | Jet Engine | Auxiliary Systems |  | 5510 | Lube oil system
852 | CC steam units | Jet Engine | Auxiliary Systems |  | 5510 | Lube oil system
860 | Co-generator Block | Jet Engine | Auxiliary Systems |  | 5510 | Lube oil system
861 | CoG GT units | Jet Engine | Auxiliary Systems |  | 5510 | Lube oil system
862 | CoG steam units | Jet Engine | Auxiliary Systems |  | 5510 | Lube oil system
300 | Gas Turbine/Jet Engine (Simple Cycle Operation) | Jet Engine | Auxiliary Systems |  | 5516 | Power Augmentation System Equipment
850 | Combined Cycle Block | Jet Engine | Auxiliary Systems |  | 5516 | Power Augmentation System Equipment
851 | CC GT units | Jet Engine | Auxiliary Systems |  | 5516 | Power Augmentation System Equipment
852 | CC steam units | Jet Engine | Auxiliary Systems |  | 5516 | Power Augmentation System Equipment
860 | Co-generator Block | Jet Engine | Auxiliary Systems |  | 5516 | Power Augmentation System Equipment
861 | CoG GT units | Jet Engine | Auxiliary Systems |  | 5516 | Power Augmentation System Equipment
862 | CoG steam units | Jet Engine | Auxiliary Systems |  | 5516 | Power Augmentation System Equipment
300 | Gas Turbine/Jet Engine (Simple Cycle Operation) | Jet Engine | Auxiliary Systems |  | 5520 | Hydraulic oil system
800 | Miscellaneous | Jet Engine | Auxiliary Systems |  | 5520 | Hydraulic oil system
810 | Multi-boiler/Multi-turbine | Jet Engine | Auxiliary Systems |  | 5520 | Hydraulic oil system
850 | Combined Cycle Block | Jet Engine | Auxiliary Systems |  | 5520 | Hydraulic oil system
851 | CC GT units | Jet Engine | Auxiliary Systems |  | 5520 | Hydraulic oil system
852 | CC steam units | Jet Engine | Auxiliary Systems |  | 5520 | Hydraulic oil system
860 | Co-generator Block | Jet Engine | Auxiliary Systems |  | 5520 | Hydraulic oil system
861 | CoG GT units | Jet Engine | Auxiliary Systems |  | 5520 | Hydraulic oil system
862 | CoG steam units | Jet Engine | Auxiliary Systems |  | 5520 | Hydraulic oil system
300 | Gas Turbine/Jet Engine (Simple Cycle Operation) | Jet Engine | Auxiliary Systems |  | 5530 | Starting system (including motor)
800 | Miscellaneous | Jet Engine | Auxiliary Systems |  | 5530 | Starting system (including motor)
810 | Multi-boiler/Multi-turbine | Jet Engine | Auxiliary Systems |  | 5530 | Starting system (including motor)
850 | Combined Cycle Block | Jet Engine | Auxiliary Systems |  | 5530 | Starting system (including motor)
851 | CC GT units | Jet Engine | Auxiliary Systems |  | 5530 | Starting system (including motor)
852 | CC steam units | Jet Engine | Auxiliary Systems |  | 5530 | Starting system (including motor)
860 | Co-generator Block | Jet Engine | Auxiliary Systems |  | 5530 | Starting system (including motor)
861 | CoG GT units | Jet Engine | Auxiliary Systems |  | 5530 | Starting system (including motor)
862 | CoG steam units | Jet Engine | Auxiliary Systems |  | 5530 | Starting system (including motor)
300 | Gas Turbine/Jet Engine (Simple Cycle Operation) | Jet Engine | Auxiliary Systems |  | 5540 | Battery and charger system
800 | Miscellaneous | Jet Engine | Auxiliary Systems |  | 5540 | Battery and charger system
810 | Multi-boiler/Multi-turbine | Jet Engine | Auxiliary Systems |  | 5540 | Battery and charger system
850 | Combined Cycle Block | Jet Engine | Auxiliary Systems |  | 5540 | Battery and charger system
851 | CC GT units | Jet Engine | Auxiliary Systems |  | 5540 | Battery and charger system
852 | CC steam units | Jet Engine | Auxiliary Systems |  | 5540 | Battery and charger system
860 | Co-generator Block | Jet Engine | Auxiliary Systems |  | 5540 | Battery and charger system
861 | CoG GT units | Jet Engine | Auxiliary Systems |  | 5540 | Battery and charger system
862 | CoG steam units | Jet Engine | Auxiliary Systems |  | 5540 | Battery and charger system
300 | Gas Turbine/Jet Engine (Simple Cycle Operation) | Jet Engine | Auxiliary Systems |  | 5550 | Turning gear and motor
800 | Miscellaneous | Jet Engine | Auxiliary Systems |  | 5550 | Turning gear and motor
810 | Multi-boiler/Multi-turbine | Jet Engine | Auxiliary Systems |  | 5550 | Turning gear and motor
850 | Combined Cycle Block | Jet Engine | Auxiliary Systems |  | 5550 | Turning gear and motor
851 | CC GT units | Jet Engine | Auxiliary Systems |  | 5550 | Turning gear and motor
852 | CC steam units | Jet Engine | Auxiliary Systems |  | 5550 | Turning gear and motor
860 | Co-generator Block | Jet Engine | Auxiliary Systems |  | 5550 | Turning gear and motor
861 | CoG GT units | Jet Engine | Auxiliary Systems |  | 5550 | Turning gear and motor
862 | CoG steam units | Jet Engine | Auxiliary Systems |  | 5550 | Turning gear and motor
300 | Gas Turbine/Jet Engine (Simple Cycle Operation) | Jet Engine | Auxiliary Systems |  | 5551 | Load gear compartment
850 | Combined Cycle Block | Jet Engine | Auxiliary Systems |  | 5551 | Load gear compartment
851 | CC GT units | Jet Engine | Auxiliary Systems |  | 5551 | Load gear compartment
852 | CC steam units | Jet Engine | Auxiliary Systems |  | 5551 | Load gear compartment
860 | Co-generator Block | Jet Engine | Auxiliary Systems |  | 5551 | Load gear compartment
861 | CoG GT units | Jet Engine | Auxiliary Systems |  | 5551 | Load gear compartment
862 | CoG steam units | Jet Engine | Auxiliary Systems |  | 5551 | Load gear compartment
300 | Gas Turbine/Jet Engine (Simple Cycle Operation) | Jet Engine | Auxiliary Systems |  | 5560 | Cooling and seal air system
800 | Miscellaneous | Jet Engine | Auxiliary Systems |  | 5560 | Cooling and seal air system
810 | Multi-boiler/Multi-turbine | Jet Engine | Auxiliary Systems |  | 5560 | Cooling and seal air system
850 | Combined Cycle Block | Jet Engine | Auxiliary Systems |  | 5560 | Cooling and seal air system
851 | CC GT units | Jet Engine | Auxiliary Systems |  | 5560 | Cooling and seal air system
852 | CC steam units | Jet Engine | Auxiliary Systems |  | 5560 | Cooling and seal air system
860 | Co-generator Block | Jet Engine | Auxiliary Systems |  | 5560 | Cooling and seal air system
861 | CoG GT units | Jet Engine | Auxiliary Systems |  | 5560 | Cooling and seal air system
862 | CoG steam units | Jet Engine | Auxiliary Systems |  | 5560 | Cooling and seal air system
300 | Gas Turbine/Jet Engine (Simple Cycle Operation) | Jet Engine | Auxiliary Systems |  | 5570 | Cooling water system
800 | Miscellaneous | Jet Engine | Auxiliary Systems |  | 5570 | Cooling water system
810 | Multi-boiler/Multi-turbine | Jet Engine | Auxiliary Systems |  | 5570 | Cooling water system
850 | Combined Cycle Block | Jet Engine | Auxiliary Systems |  | 5570 | Cooling water system
851 | CC GT units | Jet Engine | Auxiliary Systems |  | 5570 | Cooling water system
852 | CC steam units | Jet Engine | Auxiliary Systems |  | 5570 | Cooling water system
860 | Co-generator Block | Jet Engine | Auxiliary Systems |  | 5570 | Cooling water system
861 | CoG GT units | Jet Engine | Auxiliary Systems |  | 5570 | Cooling water system
862 | CoG steam units | Jet Engine | Auxiliary Systems |  | 5570 | Cooling water system
300 | Gas Turbine/Jet Engine (Simple Cycle Operation) | Jet Engine | Auxiliary Systems |  | 5580 | Anti-icing system
800 | Miscellaneous | Jet Engine | Auxiliary Systems |  | 5580 | Anti-icing system
810 | Multi-boiler/Multi-turbine | Jet Engine | Auxiliary Systems |  | 5580 | Anti-icing system
850 | Combined Cycle Block | Jet Engine | Auxiliary Systems |  | 5580 | Anti-icing system
851 | CC GT units | Jet Engine | Auxiliary Systems |  | 5580 | Anti-icing system
852 | CC steam units | Jet Engine | Auxiliary Systems |  | 5580 | Anti-icing system
860 | Co-generator Block | Jet Engine | Auxiliary Systems |  | 5580 | Anti-icing system
861 | CoG GT units | Jet Engine | Auxiliary Systems |  | 5580 | Anti-icing system
862 | CoG steam units | Jet Engine | Auxiliary Systems |  | 5580 | Anti-icing system
300 | Gas Turbine/Jet Engine (Simple Cycle Operation) | Jet Engine | Auxiliary Systems |  | 5590 | Other auxiliary system problems
800 | Miscellaneous | Jet Engine | Auxiliary Systems |  | 5590 | Other auxiliary system problems
810 | Multi-boiler/Multi-turbine | Jet Engine | Auxiliary Systems |  | 5590 | Other auxiliary system problems
850 | Combined Cycle Block | Jet Engine | Auxiliary Systems |  | 5590 | Other auxiliary system problems
851 | CC GT units | Jet Engine | Auxiliary Systems |  | 5590 | Other auxiliary system problems
852 | CC steam units | Jet Engine | Auxiliary Systems |  | 5590 | Other auxiliary system problems
860 | Co-generator Block | Jet Engine | Auxiliary Systems |  | 5590 | Other auxiliary system problems
861 | CoG GT units | Jet Engine | Auxiliary Systems |  | 5590 | Other auxiliary system problems
862 | CoG steam units | Jet Engine | Auxiliary Systems |  | 5590 | Other auxiliary system problems
300 | Gas Turbine/Jet Engine (Simple Cycle Operation) | Jet Engine | Miscellaneous (Jet Engine) |  | 5600 | Reduction gear
800 | Miscellaneous | Jet Engine | Miscellaneous (Jet Engine) |  | 5600 | Reduction gear
810 | Multi-boiler/Multi-turbine | Jet Engine | Miscellaneous (Jet Engine) |  | 5600 | Reduction gear
850 | Combined Cycle Block | Jet Engine | Miscellaneous (Jet Engine) |  | 5600 | Reduction gear
851 | CC GT units | Jet Engine | Miscellaneous (Jet Engine) |  | 5600 | Reduction gear
852 | CC steam units | Jet Engine | Miscellaneous (Jet Engine) |  | 5600 | Reduction gear
860 | Co-generator Block | Jet Engine | Miscellaneous (Jet Engine) |  | 5600 | Reduction gear
861 | CoG GT units | Jet Engine | Miscellaneous (Jet Engine) |  | 5600 | Reduction gear
862 | CoG steam units | Jet Engine | Miscellaneous (Jet Engine) |  | 5600 | Reduction gear
300 | Gas Turbine/Jet Engine (Simple Cycle Operation) | Jet Engine | Miscellaneous (Jet Engine) |  | 5601 | Load shaft and bearings
800 | Miscellaneous | Jet Engine | Miscellaneous (Jet Engine) |  | 5601 | Load shaft and bearings
810 | Multi-boiler/Multi-turbine | Jet Engine | Miscellaneous (Jet Engine) |  | 5601 | Load shaft and bearings
850 | Combined Cycle Block | Jet Engine | Miscellaneous (Jet Engine) |  | 5601 | Load shaft and bearings
851 | CC GT units | Jet Engine | Miscellaneous (Jet Engine) |  | 5601 | Load shaft and bearings
852 | CC steam units | Jet Engine | Miscellaneous (Jet Engine) |  | 5601 | Load shaft and bearings
860 | Co-generator Block | Jet Engine | Miscellaneous (Jet Engine) |  | 5601 | Load shaft and bearings
861 | CoG GT units | Jet Engine | Miscellaneous (Jet Engine) |  | 5601 | Load shaft and bearings
862 | CoG steam units | Jet Engine | Miscellaneous (Jet Engine) |  | 5601 | Load shaft and bearings
300 | Gas Turbine/Jet Engine (Simple Cycle Operation) | Jet Engine | Miscellaneous (Jet Engine) |  | 5605 | Main coupling between the turbine and generator
800 | Miscellaneous | Jet Engine | Miscellaneous (Jet Engine) |  | 5605 | Main coupling between the turbine and generator
850 | Combined Cycle Block | Jet Engine | Miscellaneous (Jet Engine) |  | 5605 | Main coupling between the turbine and generator
851 | CC GT units | Jet Engine | Miscellaneous (Jet Engine) |  | 5605 | Main coupling between the turbine and generator
852 | CC steam units | Jet Engine | Miscellaneous (Jet Engine) |  | 5605 | Main coupling between the turbine and generator
860 | Co-generator Block | Jet Engine | Miscellaneous (Jet Engine) |  | 5605 | Main coupling between the turbine and generator
861 | CoG GT units | Jet Engine | Miscellaneous (Jet Engine) |  | 5605 | Main coupling between the turbine and generator
862 | CoG steam units | Jet Engine | Miscellaneous (Jet Engine) |  | 5605 | Main coupling between the turbine and generator
300 | Gas Turbine/Jet Engine (Simple Cycle Operation) | Jet Engine | Miscellaneous (Jet Engine) |  | 5606 | Clutch
800 | Miscellaneous | Jet Engine | Miscellaneous (Jet Engine) |  | 5606 | Clutch
850 | Combined Cycle Block | Jet Engine | Miscellaneous (Jet Engine) |  | 5606 | Clutch
851 | CC GT units | Jet Engine | Miscellaneous (Jet Engine) |  | 5606 | Clutch
852 | CC steam units | Jet Engine | Miscellaneous (Jet Engine) |  | 5606 | Clutch
860 | Co-generator Block | Jet Engine | Miscellaneous (Jet Engine) |  | 5606 | Clutch
861 | CoG GT units | Jet Engine | Miscellaneous (Jet Engine) |  | 5606 | Clutch
862 | CoG steam units | Jet Engine | Miscellaneous (Jet Engine) |  | 5606 | Clutch
300 | Gas Turbine/Jet Engine (Simple Cycle Operation) | Jet Engine | Miscellaneous (Jet Engine) |  | 5610 | Intercoolers
800 | Miscellaneous | Jet Engine | Miscellaneous (Jet Engine) |  | 5610 | Intercoolers
810 | Multi-boiler/Multi-turbine | Jet Engine | Miscellaneous (Jet Engine) |  | 5610 | Intercoolers
850 | Combined Cycle Block | Jet Engine | Miscellaneous (Jet Engine) |  | 5610 | Intercoolers
851 | CC GT units | Jet Engine | Miscellaneous (Jet Engine) |  | 5610 | Intercoolers
852 | CC steam units | Jet Engine | Miscellaneous (Jet Engine) |  | 5610 | Intercoolers
860 | Co-generator Block | Jet Engine | Miscellaneous (Jet Engine) |  | 5610 | Intercoolers
861 | CoG GT units | Jet Engine | Miscellaneous (Jet Engine) |  | 5610 | Intercoolers
862 | CoG steam units | Jet Engine | Miscellaneous (Jet Engine) |  | 5610 | Intercoolers
300 | Gas Turbine/Jet Engine (Simple Cycle Operation) | Jet Engine | Miscellaneous (Jet Engine) |  | 5620 | Regenerators
800 | Miscellaneous | Jet Engine | Miscellaneous (Jet Engine) |  | 5620 | Regenerators
810 | Multi-boiler/Multi-turbine | Jet Engine | Miscellaneous (Jet Engine) |  | 5620 | Regenerators
850 | Combined Cycle Block | Jet Engine | Miscellaneous (Jet Engine) |  | 5620 | Regenerators
851 | CC GT units | Jet Engine | Miscellaneous (Jet Engine) |  | 5620 | Regenerators
852 | CC steam units | Jet Engine | Miscellaneous (Jet Engine) |  | 5620 | Regenerators
860 | Co-generator Block | Jet Engine | Miscellaneous (Jet Engine) |  | 5620 | Regenerators
861 | CoG GT units | Jet Engine | Miscellaneous (Jet Engine) |  | 5620 | Regenerators
862 | CoG steam units | Jet Engine | Miscellaneous (Jet Engine) |  | 5620 | Regenerators
300 | Gas Turbine/Jet Engine (Simple Cycle Operation) | Jet Engine | Miscellaneous (Jet Engine) |  | 5630 | Heat shields
800 | Miscellaneous | Jet Engine | Miscellaneous (Jet Engine) |  | 5630 | Heat shields
810 | Multi-boiler/Multi-turbine | Jet Engine | Miscellaneous (Jet Engine) |  | 5630 | Heat shields
850 | Combined Cycle Block | Jet Engine | Miscellaneous (Jet Engine) |  | 5630 | Heat shields
851 | CC GT units | Jet Engine | Miscellaneous (Jet Engine) |  | 5630 | Heat shields
852 | CC steam units | Jet Engine | Miscellaneous (Jet Engine) |  | 5630 | Heat shields
860 | Co-generator Block | Jet Engine | Miscellaneous (Jet Engine) |  | 5630 | Heat shields
861 | CoG GT units | Jet Engine | Miscellaneous (Jet Engine) |  | 5630 | Heat shields
862 | CoG steam units | Jet Engine | Miscellaneous (Jet Engine) |  | 5630 | Heat shields
300 | Gas Turbine/Jet Engine (Simple Cycle Operation) | Jet Engine | Miscellaneous (Jet Engine) |  | 5640 | Fire detection and extinguishing system
800 | Miscellaneous | Jet Engine | Miscellaneous (Jet Engine) |  | 5640 | Fire detection and extinguishing system
810 | Multi-boiler/Multi-turbine | Jet Engine | Miscellaneous (Jet Engine) |  | 5640 | Fire detection and extinguishing system
850 | Combined Cycle Block | Jet Engine | Miscellaneous (Jet Engine) |  | 5640 | Fire detection and extinguishing system
851 | CC GT units | Jet Engine | Miscellaneous (Jet Engine) |  | 5640 | Fire detection and extinguishing system
852 | CC steam units | Jet Engine | Miscellaneous (Jet Engine) |  | 5640 | Fire detection and extinguishing system
860 | Co-generator Block | Jet Engine | Miscellaneous (Jet Engine) |  | 5640 | Fire detection and extinguishing system
861 | CoG GT units | Jet Engine | Miscellaneous (Jet Engine) |  | 5640 | Fire detection and extinguishing system
862 | CoG steam units | Jet Engine | Miscellaneous (Jet Engine) |  | 5640 | Fire detection and extinguishing system
300 | Gas Turbine/Jet Engine (Simple Cycle Operation) | Jet Engine | Miscellaneous (Jet Engine) |  | 5641 | Fire in unit
800 | Miscellaneous | Jet Engine | Miscellaneous (Jet Engine) |  | 5641 | Fire in unit
810 | Multi-boiler/Multi-turbine | Jet Engine | Miscellaneous (Jet Engine) |  | 5641 | Fire in unit
850 | Combined Cycle Block | Jet Engine | Miscellaneous (Jet Engine) |  | 5641 | Fire in unit
851 | CC GT units | Jet Engine | Miscellaneous (Jet Engine) |  | 5641 | Fire in unit
852 | CC steam units | Jet Engine | Miscellaneous (Jet Engine) |  | 5641 | Fire in unit
860 | Co-generator Block | Jet Engine | Miscellaneous (Jet Engine) |  | 5641 | Fire in unit
861 | CoG GT units | Jet Engine | Miscellaneous (Jet Engine) |  | 5641 | Fire in unit
862 | CoG steam units | Jet Engine | Miscellaneous (Jet Engine) |  | 5641 | Fire in unit
300 | Gas Turbine/Jet Engine (Simple Cycle Operation) | Jet Engine | Miscellaneous (Jet Engine) |  | 5645 | Jet Engine Control System - data highway
800 | Miscellaneous | Jet Engine | Miscellaneous (Jet Engine) |  | 5645 | Jet Engine Control System - data highway
850 | Combined Cycle Block | Jet Engine | Miscellaneous (Jet Engine) |  | 5645 | Jet Engine Control System - data highway
851 | CC GT units | Jet Engine | Miscellaneous (Jet Engine) |  | 5645 | Jet Engine Control System - data highway
852 | CC steam units | Jet Engine | Miscellaneous (Jet Engine) |  | 5645 | Jet Engine Control System - data highway
860 | Co-generator Block | Jet Engine | Miscellaneous (Jet Engine) |  | 5645 | Jet Engine Control System - data highway
861 | CoG GT units | Jet Engine | Miscellaneous (Jet Engine) |  | 5645 | Jet Engine Control System - data highway
862 | CoG steam units | Jet Engine | Miscellaneous (Jet Engine) |  | 5645 | Jet Engine Control System - data highway
300 | Gas Turbine/Jet Engine (Simple Cycle Operation) | Jet Engine | Miscellaneous (Jet Engine) |  | 5646 | Jet Engine Control System - hardware problems (including card failure)
800 | Miscellaneous | Jet Engine | Miscellaneous (Jet Engine) |  | 5646 | Jet Engine Control System - hardware problems (including card failure)
850 | Combined Cycle Block | Jet Engine | Miscellaneous (Jet Engine) |  | 5646 | Jet Engine Control System - hardware problems (including card failure)
851 | CC GT units | Jet Engine | Miscellaneous (Jet Engine) |  | 5646 | Jet Engine Control System - hardware problems (including card failure)
852 | CC steam units | Jet Engine | Miscellaneous (Jet Engine) |  | 5646 | Jet Engine Control System - hardware problems (including card failure)
860 | Co-generator Block | Jet Engine | Miscellaneous (Jet Engine) |  | 5646 | Jet Engine Control System - hardware problems (including card failure)
861 | CoG GT units | Jet Engine | Miscellaneous (Jet Engine) |  | 5646 | Jet Engine Control System - hardware problems (including card failure)
862 | CoG steam units | Jet Engine | Miscellaneous (Jet Engine) |  | 5646 | Jet Engine Control System - hardware problems (including card failure)
300 | Gas Turbine/Jet Engine (Simple Cycle Operation) | Jet Engine | Miscellaneous (Jet Engine) |  | 5647 | Jet Engine Control System - internal and termination wiring
800 | Miscellaneous | Jet Engine | Miscellaneous (Jet Engine) |  | 5647 | Jet Engine Control System - internal and termination wiring
850 | Combined Cycle Block | Jet Engine | Miscellaneous (Jet Engine) |  | 5647 | Jet Engine Control System - internal and termination wiring
851 | CC GT units | Jet Engine | Miscellaneous (Jet Engine) |  | 5647 | Jet Engine Control System - internal and termination wiring
852 | CC steam units | Jet Engine | Miscellaneous (Jet Engine) |  | 5647 | Jet Engine Control System - internal and termination wiring
860 | Co-generator Block | Jet Engine | Miscellaneous (Jet Engine) |  | 5647 | Jet Engine Control System - internal and termination wiring
861 | CoG GT units | Jet Engine | Miscellaneous (Jet Engine) |  | 5647 | Jet Engine Control System - internal and termination wiring
862 | CoG steam units | Jet Engine | Miscellaneous (Jet Engine) |  | 5647 | Jet Engine Control System - internal and termination wiring
300 | Gas Turbine/Jet Engine (Simple Cycle Operation) | Jet Engine | Miscellaneous (Jet Engine) |  | 5648 | Jet Engine Control System - logic problems
800 | Miscellaneous | Jet Engine | Miscellaneous (Jet Engine) |  | 5648 | Jet Engine Control System - logic problems
850 | Combined Cycle Block | Jet Engine | Miscellaneous (Jet Engine) |  | 5648 | Jet Engine Control System - logic problems
851 | CC GT units | Jet Engine | Miscellaneous (Jet Engine) |  | 5648 | Jet Engine Control System - logic problems
852 | CC steam units | Jet Engine | Miscellaneous (Jet Engine) |  | 5648 | Jet Engine Control System - logic problems
860 | Co-generator Block | Jet Engine | Miscellaneous (Jet Engine) |  | 5648 | Jet Engine Control System - logic problems
861 | CoG GT units | Jet Engine | Miscellaneous (Jet Engine) |  | 5648 | Jet Engine Control System - logic problems
862 | CoG steam units | Jet Engine | Miscellaneous (Jet Engine) |  | 5648 | Jet Engine Control System - logic problems
300 | Gas Turbine/Jet Engine (Simple Cycle Operation) | Jet Engine | Miscellaneous (Jet Engine) |  | 5649 | Jet Engine Control System - upgrades
800 | Miscellaneous | Jet Engine | Miscellaneous (Jet Engine) |  | 5649 | Jet Engine Control System - upgrades
850 | Combined Cycle Block | Jet Engine | Miscellaneous (Jet Engine) |  | 5649 | Jet Engine Control System - upgrades
851 | CC GT units | Jet Engine | Miscellaneous (Jet Engine) |  | 5649 | Jet Engine Control System - upgrades
852 | CC steam units | Jet Engine | Miscellaneous (Jet Engine) |  | 5649 | Jet Engine Control System - upgrades
860 | Co-generator Block | Jet Engine | Miscellaneous (Jet Engine) |  | 5649 | Jet Engine Control System - upgrades
861 | CoG GT units | Jet Engine | Miscellaneous (Jet Engine) |  | 5649 | Jet Engine Control System - upgrades
862 | CoG steam units | Jet Engine | Miscellaneous (Jet Engine) |  | 5649 | Jet Engine Control System - upgrades
300 | Gas Turbine/Jet Engine (Simple Cycle Operation) | Jet Engine | Miscellaneous (Jet Engine) |  | 5650 | Other controls and instrumentation problems
800 | Miscellaneous | Jet Engine | Miscellaneous (Jet Engine) |  | 5650 | Other controls and instrumentation problems
810 | Multi-boiler/Multi-turbine | Jet Engine | Miscellaneous (Jet Engine) |  | 5650 | Other controls and instrumentation problems
850 | Combined Cycle Block | Jet Engine | Miscellaneous (Jet Engine) |  | 5650 | Other controls and instrumentation problems
851 | CC GT units | Jet Engine | Miscellaneous (Jet Engine) |  | 5650 | Other controls and instrumentation problems
852 | CC steam units | Jet Engine | Miscellaneous (Jet Engine) |  | 5650 | Other controls and instrumentation problems
860 | Co-generator Block | Jet Engine | Miscellaneous (Jet Engine) |  | 5650 | Other controls and instrumentation problems
861 | CoG GT units | Jet Engine | Miscellaneous (Jet Engine) |  | 5650 | Other controls and instrumentation problems
862 | CoG steam units | Jet Engine | Miscellaneous (Jet Engine) |  | 5650 | Other controls and instrumentation problems
300 | Gas Turbine/Jet Engine (Simple Cycle Operation) | Jet Engine | Miscellaneous (Jet Engine) |  | 5660 | Major overhaul (use for non-specific overhaul only; see page B-CCGT-2)
800 | Miscellaneous | Jet Engine | Miscellaneous (Jet Engine) |  | 5660 | Major overhaul (use for non-specific overhaul only; see page B-CCGT-2)
810 | Multi-boiler/Multi-turbine | Jet Engine | Miscellaneous (Jet Engine) |  | 5660 | Major overhaul (use for non-specific overhaul only; see page B-CCGT-2)
850 | Combined Cycle Block | Jet Engine | Miscellaneous (Jet Engine) |  | 5660 | Major overhaul (use for non-specific overhaul only; see page B-CCGT-2)
851 | CC GT units | Jet Engine | Miscellaneous (Jet Engine) |  | 5660 | Major overhaul (use for non-specific overhaul only; see page B-CCGT-2)
852 | CC steam units | Jet Engine | Miscellaneous (Jet Engine) |  | 5660 | Major overhaul (use for non-specific overhaul only; see page B-CCGT-2)
860 | Co-generator Block | Jet Engine | Miscellaneous (Jet Engine) |  | 5660 | Major overhaul (use for non-specific overhaul only; see page B-CCGT-2)
861 | CoG GT units | Jet Engine | Miscellaneous (Jet Engine) |  | 5660 | Major overhaul (use for non-specific overhaul only; see page B-CCGT-2)
862 | CoG steam units | Jet Engine | Miscellaneous (Jet Engine) |  | 5660 | Major overhaul (use for non-specific overhaul only; see page B-CCGT-2)
300 | Gas Turbine/Jet Engine (Simple Cycle Operation) | Jet Engine | Miscellaneous (Jet Engine) |  | 5661 | Engine/compressor washing
800 | Miscellaneous | Jet Engine | Miscellaneous (Jet Engine) |  | 5661 | Engine/compressor washing
810 | Multi-boiler/Multi-turbine | Jet Engine | Miscellaneous (Jet Engine) |  | 5661 | Engine/compressor washing
850 | Combined Cycle Block | Jet Engine | Miscellaneous (Jet Engine) |  | 5661 | Engine/compressor washing
851 | CC GT units | Jet Engine | Miscellaneous (Jet Engine) |  | 5661 | Engine/compressor washing
852 | CC steam units | Jet Engine | Miscellaneous (Jet Engine) |  | 5661 | Engine/compressor washing
860 | Co-generator Block | Jet Engine | Miscellaneous (Jet Engine) |  | 5661 | Engine/compressor washing
861 | CoG GT units | Jet Engine | Miscellaneous (Jet Engine) |  | 5661 | Engine/compressor washing
862 | CoG steam units | Jet Engine | Miscellaneous (Jet Engine) |  | 5661 | Engine/compressor washing
300 | Gas Turbine/Jet Engine (Simple Cycle Operation) | Jet Engine | Miscellaneous (Jet Engine) |  | 5662 | Engine exchange
800 | Miscellaneous | Jet Engine | Miscellaneous (Jet Engine) |  | 5662 | Engine exchange
810 | Multi-boiler/Multi-turbine | Jet Engine | Miscellaneous (Jet Engine) |  | 5662 | Engine exchange
850 | Combined Cycle Block | Jet Engine | Miscellaneous (Jet Engine) |  | 5662 | Engine exchange
851 | CC GT units | Jet Engine | Miscellaneous (Jet Engine) |  | 5662 | Engine exchange
852 | CC steam units | Jet Engine | Miscellaneous (Jet Engine) |  | 5662 | Engine exchange
860 | Co-generator Block | Jet Engine | Miscellaneous (Jet Engine) |  | 5662 | Engine exchange
861 | CoG GT units | Jet Engine | Miscellaneous (Jet Engine) |  | 5662 | Engine exchange
862 | CoG steam units | Jet Engine | Miscellaneous (Jet Engine) |  | 5662 | Engine exchange
300 | Gas Turbine/Jet Engine (Simple Cycle Operation) | Jet Engine | Miscellaneous (Jet Engine) |  | 5665 | Engine shafts and bearings
800 | Miscellaneous | Jet Engine | Miscellaneous (Jet Engine) |  | 5665 | Engine shafts and bearings
810 | Multi-boiler/Multi-turbine | Jet Engine | Miscellaneous (Jet Engine) |  | 5665 | Engine shafts and bearings
850 | Combined Cycle Block | Jet Engine | Miscellaneous (Jet Engine) |  | 5665 | Engine shafts and bearings
851 | CC GT units | Jet Engine | Miscellaneous (Jet Engine) |  | 5665 | Engine shafts and bearings
852 | CC steam units | Jet Engine | Miscellaneous (Jet Engine) |  | 5665 | Engine shafts and bearings
860 | Co-generator Block | Jet Engine | Miscellaneous (Jet Engine) |  | 5665 | Engine shafts and bearings
861 | CoG GT units | Jet Engine | Miscellaneous (Jet Engine) |  | 5665 | Engine shafts and bearings
862 | CoG steam units | Jet Engine | Miscellaneous (Jet Engine) |  | 5665 | Engine shafts and bearings
300 | Gas Turbine/Jet Engine (Simple Cycle Operation) | Jet Engine | Miscellaneous (Jet Engine) |  | 5670 | Hot end inspection
800 | Miscellaneous | Jet Engine | Miscellaneous (Jet Engine) |  | 5670 | Hot end inspection
810 | Multi-boiler/Multi-turbine | Jet Engine | Miscellaneous (Jet Engine) |  | 5670 | Hot end inspection
850 | Combined Cycle Block | Jet Engine | Miscellaneous (Jet Engine) |  | 5670 | Hot end inspection
851 | CC GT units | Jet Engine | Miscellaneous (Jet Engine) |  | 5670 | Hot end inspection
852 | CC steam units | Jet Engine | Miscellaneous (Jet Engine) |  | 5670 | Hot end inspection
860 | Co-generator Block | Jet Engine | Miscellaneous (Jet Engine) |  | 5670 | Hot end inspection
861 | CoG GT units | Jet Engine | Miscellaneous (Jet Engine) |  | 5670 | Hot end inspection
862 | CoG steam units | Jet Engine | Miscellaneous (Jet Engine) |  | 5670 | Hot end inspection
300 | Gas Turbine/Jet Engine (Simple Cycle Operation) | Jet Engine | Miscellaneous (Jet Engine) |  | 5672 | Boroscope inspection
800 | Miscellaneous | Jet Engine | Miscellaneous (Jet Engine) |  | 5672 | Boroscope inspection
810 | Multi-boiler/Multi-turbine | Jet Engine | Miscellaneous (Jet Engine) |  | 5672 | Boroscope inspection
850 | Combined Cycle Block | Jet Engine | Miscellaneous (Jet Engine) |  | 5672 | Boroscope inspection
851 | CC GT units | Jet Engine | Miscellaneous (Jet Engine) |  | 5672 | Boroscope inspection
852 | CC steam units | Jet Engine | Miscellaneous (Jet Engine) |  | 5672 | Boroscope inspection
860 | Co-generator Block | Jet Engine | Miscellaneous (Jet Engine) |  | 5672 | Boroscope inspection
861 | CoG GT units | Jet Engine | Miscellaneous (Jet Engine) |  | 5672 | Boroscope inspection
862 | CoG steam units | Jet Engine | Miscellaneous (Jet Engine) |  | 5672 | Boroscope inspection
300 | Gas Turbine/Jet Engine (Simple Cycle Operation) | Jet Engine | Miscellaneous (Jet Engine) |  | 5674 | General unit inspection
800 | Miscellaneous | Jet Engine | Miscellaneous (Jet Engine) |  | 5674 | General unit inspection
810 | Multi-boiler/Multi-turbine | Jet Engine | Miscellaneous (Jet Engine) |  | 5674 | General unit inspection
850 | Combined Cycle Block | Jet Engine | Miscellaneous (Jet Engine) |  | 5674 | General unit inspection
851 | CC GT units | Jet Engine | Miscellaneous (Jet Engine) |  | 5674 | General unit inspection
852 | CC steam units | Jet Engine | Miscellaneous (Jet Engine) |  | 5674 | General unit inspection
860 | Co-generator Block | Jet Engine | Miscellaneous (Jet Engine) |  | 5674 | General unit inspection
861 | CoG GT units | Jet Engine | Miscellaneous (Jet Engine) |  | 5674 | General unit inspection
862 | CoG steam units | Jet Engine | Miscellaneous (Jet Engine) |  | 5674 | General unit inspection
300 | Gas Turbine/Jet Engine (Simple Cycle Operation) | Jet Engine | Miscellaneous (Jet Engine) |  | 5680 | Vibration (not engine) in unit not attributable to bearings or other components
800 | Miscellaneous | Jet Engine | Miscellaneous (Jet Engine) |  | 5680 | Vibration (not engine) in unit not attributable to bearings or other components
810 | Multi-boiler/Multi-turbine | Jet Engine | Miscellaneous (Jet Engine) |  | 5680 | Vibration (not engine) in unit not attributable to bearings or other components
850 | Combined Cycle Block | Jet Engine | Miscellaneous (Jet Engine) |  | 5680 | Vibration (not engine) in unit not attributable to bearings or other components
851 | CC GT units | Jet Engine | Miscellaneous (Jet Engine) |  | 5680 | Vibration (not engine) in unit not attributable to bearings or other components
852 | CC steam units | Jet Engine | Miscellaneous (Jet Engine) |  | 5680 | Vibration (not engine) in unit not attributable to bearings or other components
860 | Co-generator Block | Jet Engine | Miscellaneous (Jet Engine) |  | 5680 | Vibration (not engine) in unit not attributable to bearings or other components
861 | CoG GT units | Jet Engine | Miscellaneous (Jet Engine) |  | 5680 | Vibration (not engine) in unit not attributable to bearings or other components
862 | CoG steam units | Jet Engine | Miscellaneous (Jet Engine) |  | 5680 | Vibration (not engine) in unit not attributable to bearings or other components
300 | Gas Turbine/Jet Engine (Simple Cycle Operation) | Jet Engine | Miscellaneous (Jet Engine) |  | 5685 | Engine vibration
800 | Miscellaneous | Jet Engine | Miscellaneous (Jet Engine) |  | 5685 | Engine vibration
810 | Multi-boiler/Multi-turbine | Jet Engine | Miscellaneous (Jet Engine) |  | 5685 | Engine vibration
850 | Combined Cycle Block | Jet Engine | Miscellaneous (Jet Engine) |  | 5685 | Engine vibration
851 | CC GT units | Jet Engine | Miscellaneous (Jet Engine) |  | 5685 | Engine vibration
852 | CC steam units | Jet Engine | Miscellaneous (Jet Engine) |  | 5685 | Engine vibration
860 | Co-generator Block | Jet Engine | Miscellaneous (Jet Engine) |  | 5685 | Engine vibration
861 | CoG GT units | Jet Engine | Miscellaneous (Jet Engine) |  | 5685 | Engine vibration
862 | CoG steam units | Jet Engine | Miscellaneous (Jet Engine) |  | 5685 | Engine vibration
300 | Gas Turbine/Jet Engine (Simple Cycle Operation) | Jet Engine | Miscellaneous (Jet Engine) |  | 5686 | Jet engine lockout
800 | Miscellaneous | Jet Engine | Miscellaneous (Jet Engine) |  | 5686 | Jet engine lockout
850 | Combined Cycle Block | Jet Engine | Miscellaneous (Jet Engine) |  | 5686 | Jet engine lockout
851 | CC GT units | Jet Engine | Miscellaneous (Jet Engine) |  | 5686 | Jet engine lockout
852 | CC steam units | Jet Engine | Miscellaneous (Jet Engine) |  | 5686 | Jet engine lockout
860 | Co-generator Block | Jet Engine | Miscellaneous (Jet Engine) |  | 5686 | Jet engine lockout
861 | CoG GT units | Jet Engine | Miscellaneous (Jet Engine) |  | 5686 | Jet engine lockout
862 | CoG steam units | Jet Engine | Miscellaneous (Jet Engine) |  | 5686 | Jet engine lockout
300 | Gas Turbine/Jet Engine (Simple Cycle Operation) | Jet Engine | Miscellaneous (Jet Engine) |  | 5690 | Engine performance testing - individual engines (use code 9999 for total unit performance testing)
800 | Miscellaneous | Jet Engine | Miscellaneous (Jet Engine) |  | 5690 | Engine performance testing - individual engines (use code 9999 for total unit performance testing)
810 | Multi-boiler/Multi-turbine | Jet Engine | Miscellaneous (Jet Engine) |  | 5690 | Engine performance testing - individual engines (use code 9999 for total unit performance testing)
850 | Combined Cycle Block | Jet Engine | Miscellaneous (Jet Engine) |  | 5690 | Engine performance testing - individual engines (use code 9999 for total unit performance testing)
851 | CC GT units | Jet Engine | Miscellaneous (Jet Engine) |  | 5690 | Engine performance testing - individual engines (use code 9999 for total unit performance testing)
852 | CC steam units | Jet Engine | Miscellaneous (Jet Engine) |  | 5690 | Engine performance testing - individual engines (use code 9999 for total unit performance testing)
860 | Co-generator Block | Jet Engine | Miscellaneous (Jet Engine) |  | 5690 | Engine performance testing - individual engines (use code 9999 for total unit performance testing)
861 | CoG GT units | Jet Engine | Miscellaneous (Jet Engine) |  | 5690 | Engine performance testing - individual engines (use code 9999 for total unit performance testing)
862 | CoG steam units | Jet Engine | Miscellaneous (Jet Engine) |  | 5690 | Engine performance testing - individual engines (use code 9999 for total unit performance testing)
300 | Gas Turbine/Jet Engine (Simple Cycle Operation) | Jet Engine | Miscellaneous (Jet Engine) |  | 5692 | Turbine Overspeed Trip Test - Jet Engine
800 | Miscellaneous | Jet Engine | Miscellaneous (Jet Engine) |  | 5692 | Turbine Overspeed Trip Test - Jet Engine
850 | Combined Cycle Block | Jet Engine | Miscellaneous (Jet Engine) |  | 5692 | Turbine Overspeed Trip Test - Jet Engine
851 | CC GT units | Jet Engine | Miscellaneous (Jet Engine) |  | 5692 | Turbine Overspeed Trip Test - Jet Engine
852 | CC steam units | Jet Engine | Miscellaneous (Jet Engine) |  | 5692 | Turbine Overspeed Trip Test - Jet Engine
860 | Co-generator Block | Jet Engine | Miscellaneous (Jet Engine) |  | 5692 | Turbine Overspeed Trip Test - Jet Engine
861 | CoG GT units | Jet Engine | Miscellaneous (Jet Engine) |  | 5692 | Turbine Overspeed Trip Test - Jet Engine
862 | CoG steam units | Jet Engine | Miscellaneous (Jet Engine) |  | 5692 | Turbine Overspeed Trip Test - Jet Engine
300 | Gas Turbine/Jet Engine (Simple Cycle Operation) | Jet Engine | Miscellaneous (Jet Engine) |  | 5695 | Synchronous condenser equipment
800 | Miscellaneous | Jet Engine | Miscellaneous (Jet Engine) |  | 5695 | Synchronous condenser equipment
850 | Combined Cycle Block | Jet Engine | Miscellaneous (Jet Engine) |  | 5695 | Synchronous condenser equipment
851 | CC GT units | Jet Engine | Miscellaneous (Jet Engine) |  | 5695 | Synchronous condenser equipment
852 | CC steam units | Jet Engine | Miscellaneous (Jet Engine) |  | 5695 | Synchronous condenser equipment
860 | Co-generator Block | Jet Engine | Miscellaneous (Jet Engine) |  | 5695 | Synchronous condenser equipment
861 | CoG GT units | Jet Engine | Miscellaneous (Jet Engine) |  | 5695 | Synchronous condenser equipment
862 | CoG steam units | Jet Engine | Miscellaneous (Jet Engine) |  | 5695 | Synchronous condenser equipment
300 | Gas Turbine/Jet Engine (Simple Cycle Operation) | Jet Engine | Miscellaneous (Jet Engine) |  | 5699 | Other miscellaneous jet engine problems
800 | Miscellaneous | Jet Engine | Miscellaneous (Jet Engine) |  | 5699 | Other miscellaneous jet engine problems
810 | Multi-boiler/Multi-turbine | Jet Engine | Miscellaneous (Jet Engine) |  | 5699 | Other miscellaneous jet engine problems
850 | Combined Cycle Block | Jet Engine | Miscellaneous (Jet Engine) |  | 5699 | Other miscellaneous jet engine problems
851 | CC GT units | Jet Engine | Miscellaneous (Jet Engine) |  | 5699 | Other miscellaneous jet engine problems
852 | CC steam units | Jet Engine | Miscellaneous (Jet Engine) |  | 5699 | Other miscellaneous jet engine problems
860 | Co-generator Block | Jet Engine | Miscellaneous (Jet Engine) |  | 5699 | Other miscellaneous jet engine problems
861 | CoG GT units | Jet Engine | Miscellaneous (Jet Engine) |  | 5699 | Other miscellaneous jet engine problems
862 | CoG steam units | Jet Engine | Miscellaneous (Jet Engine) |  | 5699 | Other miscellaneous jet engine problems
400 | Internal Combustion/Reciprocating Engines | Internal Combustion/Reciprocating Engines | Engine |  | 5700 | Drive shaft and bearings
800 | Miscellaneous | Internal Combustion/Reciprocating Engines | Engine |  | 5700 | Drive shaft and bearings
400 | Internal Combustion/Reciprocating Engines | Internal Combustion/Reciprocating Engines | Engine |  | 5710 | Cylinders
800 | Miscellaneous | Internal Combustion/Reciprocating Engines | Engine |  | 5710 | Cylinders
400 | Internal Combustion/Reciprocating Engines | Internal Combustion/Reciprocating Engines | Engine |  | 5711 | Cylinder heads
800 | Miscellaneous | Internal Combustion/Reciprocating Engines | Engine |  | 5711 | Cylinder heads
400 | Internal Combustion/Reciprocating Engines | Internal Combustion/Reciprocating Engines | Engine |  | 5712 | Hydraulic lock (water in cylinders)
800 | Miscellaneous | Internal Combustion/Reciprocating Engines | Engine |  | 5712 | Hydraulic lock (water in cylinders)
400 | Internal Combustion/Reciprocating Engines | Internal Combustion/Reciprocating Engines | Engine |  | 5720 | Pistons
800 | Miscellaneous | Internal Combustion/Reciprocating Engines | Engine |  | 5720 | Pistons
400 | Internal Combustion/Reciprocating Engines | Internal Combustion/Reciprocating Engines | Engine |  | 5730 | Intake valves
800 | Miscellaneous | Internal Combustion/Reciprocating Engines | Engine |  | 5730 | Intake valves
400 | Internal Combustion/Reciprocating Engines | Internal Combustion/Reciprocating Engines | Engine |  | 5731 | Exhaust valves
800 | Miscellaneous | Internal Combustion/Reciprocating Engines | Engine |  | 5731 | Exhaust valves
400 | Internal Combustion/Reciprocating Engines | Internal Combustion/Reciprocating Engines | Engine |  | 5734 | Exhaust gas bellow
400 | Internal Combustion/Reciprocating Engines | Internal Combustion/Reciprocating Engines | Engine |  | 5735 | Main starting air valve
400 | Internal Combustion/Reciprocating Engines | Internal Combustion/Reciprocating Engines | Engine |  | 5740 | Turbo charger
800 | Miscellaneous | Internal Combustion/Reciprocating Engines | Engine |  | 5740 | Turbo charger
400 | Internal Combustion/Reciprocating Engines | Internal Combustion/Reciprocating Engines | Engine |  | 5756 | Starting air distributer
400 | Internal Combustion/Reciprocating Engines | Internal Combustion/Reciprocating Engines | Engine |  | 5758 | Charge air cooler
400 | Internal Combustion/Reciprocating Engines | Internal Combustion/Reciprocating Engines | Engine |  | 5759 | Wastegate
400 | Internal Combustion/Reciprocating Engines | Internal Combustion/Reciprocating Engines | Engine |  | 5760 | Main bearing
400 | Internal Combustion/Reciprocating Engines | Internal Combustion/Reciprocating Engines | Engine |  | 5761 | Camshaft
400 | Internal Combustion/Reciprocating Engines | Internal Combustion/Reciprocating Engines | Engine |  | 5762 | Crankshaft
400 | Internal Combustion/Reciprocating Engines | Internal Combustion/Reciprocating Engines | Engine |  | 5763 | Liner
400 | Internal Combustion/Reciprocating Engines | Internal Combustion/Reciprocating Engines | Engine |  | 5764 | Flywheel
400 | Internal Combustion/Reciprocating Engines | Internal Combustion/Reciprocating Engines | Engine |  | 5765 | Connecting rod
400 | Internal Combustion/Reciprocating Engines | Internal Combustion/Reciprocating Engines | Engine |  | 5790 | Vibration
800 | Miscellaneous | Internal Combustion/Reciprocating Engines | Engine |  | 5790 | Vibration
400 | Internal Combustion/Reciprocating Engines | Internal Combustion/Reciprocating Engines | Engine |  | 5792 | Engine Overspeed Trip
400 | Internal Combustion/Reciprocating Engines | Internal Combustion/Reciprocating Engines | Engine |  | 5799 | Other engine problems
800 | Miscellaneous | Internal Combustion/Reciprocating Engines | Engine |  | 5799 | Other engine problems
400 | Internal Combustion/Reciprocating Engines | Internal Combustion/Reciprocating Engines | Engine Auxiliaries |  | 5800 | Lube oil system
800 | Miscellaneous | Internal Combustion/Reciprocating Engines | Engine Auxiliaries |  | 5800 | Lube oil system
400 | Internal Combustion/Reciprocating Engines | Internal Combustion/Reciprocating Engines | Engine Auxiliaries |  | 5801 | Lube oil separator
400 | Internal Combustion/Reciprocating Engines | Internal Combustion/Reciprocating Engines | Engine Auxiliaries |  | 5805 | Cooling system
800 | Miscellaneous | Internal Combustion/Reciprocating Engines | Engine Auxiliaries |  | 5805 | Cooling system
400 | Internal Combustion/Reciprocating Engines | Internal Combustion/Reciprocating Engines | Engine Auxiliaries |  | 5810 | Heater elements
800 | Miscellaneous | Internal Combustion/Reciprocating Engines | Engine Auxiliaries |  | 5810 | Heater elements
400 | Internal Combustion/Reciprocating Engines | Internal Combustion/Reciprocating Engines | Engine Auxiliaries |  | 5811 | HT water pre heater
400 | Internal Combustion/Reciprocating Engines | Internal Combustion/Reciprocating Engines | Engine Auxiliaries |  | 5812 | LT water pre heater
400 | Internal Combustion/Reciprocating Engines | Internal Combustion/Reciprocating Engines | Engine Auxiliaries |  | 5815 | Fuel system
800 | Miscellaneous | Internal Combustion/Reciprocating Engines | Engine Auxiliaries |  | 5815 | Fuel system
400 | Internal Combustion/Reciprocating Engines | Internal Combustion/Reciprocating Engines | Engine Auxiliaries |  | 5816 | CBU fuel pump
400 | Internal Combustion/Reciprocating Engines | Internal Combustion/Reciprocating Engines | Engine Auxiliaries |  | 5817 | CBU fuel filter
400 | Internal Combustion/Reciprocating Engines | Internal Combustion/Reciprocating Engines | Engine Auxiliaries |  | 5818 | Pilot filter
400 | Internal Combustion/Reciprocating Engines | Internal Combustion/Reciprocating Engines | Engine Auxiliaries |  | 5820 | Start system
800 | Miscellaneous | Internal Combustion/Reciprocating Engines | Engine Auxiliaries |  | 5820 | Start system
400 | Internal Combustion/Reciprocating Engines | Internal Combustion/Reciprocating Engines | Engine Auxiliaries |  | 5825 | Battery and battery charger system
800 | Miscellaneous | Internal Combustion/Reciprocating Engines | Engine Auxiliaries |  | 5825 | Battery and battery charger system
400 | Internal Combustion/Reciprocating Engines | Internal Combustion/Reciprocating Engines | Engine Auxiliaries |  | 5830 | Air filter system
800 | Miscellaneous | Internal Combustion/Reciprocating Engines | Engine Auxiliaries |  | 5830 | Air filter system
400 | Internal Combustion/Reciprocating Engines | Internal Combustion/Reciprocating Engines | Engine Auxiliaries |  | 5831 | Exhaust gas rapture disc
400 | Internal Combustion/Reciprocating Engines | Internal Combustion/Reciprocating Engines | Engine Auxiliaries |  | 5832 | Turning gear
400 | Internal Combustion/Reciprocating Engines | Internal Combustion/Reciprocating Engines | Engine Auxiliaries |  | 5849 | Other engine auxiliaries problems
800 | Miscellaneous | Internal Combustion/Reciprocating Engines | Engine Auxiliaries |  | 5849 | Other engine auxiliaries problems
400 | Internal Combustion/Reciprocating Engines | Internal Combustion/Reciprocating Engines | Engine Controls |  | 5850 | Governor
800 | Miscellaneous | Internal Combustion/Reciprocating Engines | Engine Controls |  | 5850 | Governor
400 | Internal Combustion/Reciprocating Engines | Internal Combustion/Reciprocating Engines | Engine Controls |  | 5855 | Engine control system
800 | Miscellaneous | Internal Combustion/Reciprocating Engines | Engine Controls |  | 5855 | Engine control system
400 | Internal Combustion/Reciprocating Engines | Internal Combustion/Reciprocating Engines | Engine Controls |  | 5860 | Control power transformer
800 | Miscellaneous | Internal Combustion/Reciprocating Engines | Engine Controls |  | 5860 | Control power transformer
400 | Internal Combustion/Reciprocating Engines | Internal Combustion/Reciprocating Engines | Engine Controls |  | 5865 | Synchronization system
800 | Miscellaneous | Internal Combustion/Reciprocating Engines | Engine Controls |  | 5865 | Synchronization system
400 | Internal Combustion/Reciprocating Engines | Internal Combustion/Reciprocating Engines | Engine Controls |  | 5870 | Other engine control problems
800 | Miscellaneous | Internal Combustion/Reciprocating Engines | Engine Controls |  | 5870 | Other engine control problems
400 | Internal Combustion/Reciprocating Engines | Internal Combustion/Reciprocating Engines | Engine Controls |  | 5871 | Peak pressure sensor
400 | Internal Combustion/Reciprocating Engines | Internal Combustion/Reciprocating Engines | Engine Controls |  | 5872 | Knock sensor
400 | Internal Combustion/Reciprocating Engines | Internal Combustion/Reciprocating Engines | Engine Controls |  | 5873 | Gas admission valve
400 | Internal Combustion/Reciprocating Engines | Internal Combustion/Reciprocating Engines | Engine Controls |  | 5874 | Exhaust gas temp sensor
400 | Internal Combustion/Reciprocating Engines | Internal Combustion/Reciprocating Engines | Engine Controls |  | 5880 | Internal Combustion/Reciprocating Engines unit overhaul
800 | Miscellaneous | Internal Combustion/Reciprocating Engines | Engine Controls |  | 5880 | Internal Combustion/Reciprocating Engines unit overhaul
400 | Internal Combustion/Reciprocating Engines | Internal Combustion/Reciprocating Engines | Miscellaneous (Internal Combustion/Reciprocating Engines) |  | 5890 | Major overhaul (use for non-specific overhaul only; see Page B-CCGT-2)
800 | Miscellaneous | Internal Combustion/Reciprocating Engines | Miscellaneous (Internal Combustion/Reciprocating Engines) |  | 5890 | Major overhaul (use for non-specific overhaul only; see Page B-CCGT-2)
400 | Internal Combustion/Reciprocating Engines | Internal Combustion/Reciprocating Engines | Miscellaneous (Internal Combustion/Reciprocating Engines) |  | 5895 | Inspection
800 | Miscellaneous | Internal Combustion/Reciprocating Engines | Miscellaneous (Internal Combustion/Reciprocating Engines) |  | 5895 | Inspection
400 | Internal Combustion/Reciprocating Engines | Internal Combustion/Reciprocating Engines | Miscellaneous (Internal Combustion/Reciprocating Engines) |  | 5990 | Engine performance testing - individual engines (use code 9999 for total unit performance testing)
800 | Miscellaneous | Internal Combustion/Reciprocating Engines | Miscellaneous (Internal Combustion/Reciprocating Engines) |  | 5990 | Engine performance testing - individual engines (use code 9999 for total unit performance testing)
400 | Internal Combustion/Reciprocating Engines | Internal Combustion/Reciprocating Engines | Miscellaneous (Internal Combustion/Reciprocating Engines) |  | 5999 | Other miscellaneous Internal Combustion/Reciprocating Engines problems
800 | Miscellaneous | Internal Combustion/Reciprocating Engines | Miscellaneous (Internal Combustion/Reciprocating Engines) |  | 5999 | Other miscellaneous Internal Combustion/Reciprocating Engines problems
800 | Miscellaneous | Heat Recovery Steam Generator (HRSG) | Miscellaneous (HRSG Boiler) |  | 6000 | Heat recovery steam generator to gas turbine connecting equipment. For additional codes, use Fossil Steam Cause Codes 0010 to 1999.
810 | Multi-boiler/Multi-turbine | Heat Recovery Steam Generator (HRSG) | Miscellaneous (HRSG Boiler) |  | 6000 | Heat recovery steam generator to gas turbine connecting equipment. For additional codes, use Fossil Steam Cause Codes 0010 to 1999.
850 | Combined Cycle Block | Heat Recovery Steam Generator (HRSG) | Miscellaneous (HRSG Boiler) |  | 6000 | Heat recovery steam generator to gas turbine connecting equipment. For additional codes, use Fossil Steam Cause Codes 0010 to 1999.
851 | CC GT units | Heat Recovery Steam Generator (HRSG) | Miscellaneous (HRSG Boiler) |  | 6000 | Heat recovery steam generator to gas turbine connecting equipment. For additional codes, use Fossil Steam Cause Codes 0010 to 1999.
852 | CC steam units | Heat Recovery Steam Generator (HRSG) | Miscellaneous (HRSG Boiler) |  | 6000 | Heat recovery steam generator to gas turbine connecting equipment. For additional codes, use Fossil Steam Cause Codes 0010 to 1999.
860 | Co-generator Block | Heat Recovery Steam Generator (HRSG) | Miscellaneous (HRSG Boiler) |  | 6000 | Heat recovery steam generator to gas turbine connecting equipment. For additional codes, use Fossil Steam Cause Codes 0010 to 1999.
861 | CoG GT units | Heat Recovery Steam Generator (HRSG) | Miscellaneous (HRSG Boiler) |  | 6000 | Heat recovery steam generator to gas turbine connecting equipment. For additional codes, use Fossil Steam Cause Codes 0010 to 1999.
862 | CoG steam units | Heat Recovery Steam Generator (HRSG) | Miscellaneous (HRSG Boiler) |  | 6000 | Heat recovery steam generator to gas turbine connecting equipment. For additional codes, use Fossil Steam Cause Codes 0010 to 1999.
800 | Miscellaneous | Heat Recovery Steam Generator (HRSG) | HRSG Boiler Tube Leaks |  | 6005 | HP Evaporator tubes
850 | Combined Cycle Block | Heat Recovery Steam Generator (HRSG) | HRSG Boiler Tube Leaks |  | 6005 | HP Evaporator tubes
851 | CC GT units | Heat Recovery Steam Generator (HRSG) | HRSG Boiler Tube Leaks |  | 6005 | HP Evaporator tubes
852 | CC steam units | Heat Recovery Steam Generator (HRSG) | HRSG Boiler Tube Leaks |  | 6005 | HP Evaporator tubes
860 | Co-generator Block | Heat Recovery Steam Generator (HRSG) | HRSG Boiler Tube Leaks |  | 6005 | HP Evaporator tubes
861 | CoG GT units | Heat Recovery Steam Generator (HRSG) | HRSG Boiler Tube Leaks |  | 6005 | HP Evaporator tubes
862 | CoG steam units | Heat Recovery Steam Generator (HRSG) | HRSG Boiler Tube Leaks |  | 6005 | HP Evaporator tubes
800 | Miscellaneous | Heat Recovery Steam Generator (HRSG) | HRSG Boiler Tube Leaks |  | 6006 | IP Evaporator tubes
850 | Combined Cycle Block | Heat Recovery Steam Generator (HRSG) | HRSG Boiler Tube Leaks |  | 6006 | IP Evaporator tubes
851 | CC GT units | Heat Recovery Steam Generator (HRSG) | HRSG Boiler Tube Leaks |  | 6006 | IP Evaporator tubes
852 | CC steam units | Heat Recovery Steam Generator (HRSG) | HRSG Boiler Tube Leaks |  | 6006 | IP Evaporator tubes
860 | Co-generator Block | Heat Recovery Steam Generator (HRSG) | HRSG Boiler Tube Leaks |  | 6006 | IP Evaporator tubes
861 | CoG GT units | Heat Recovery Steam Generator (HRSG) | HRSG Boiler Tube Leaks |  | 6006 | IP Evaporator tubes
862 | CoG steam units | Heat Recovery Steam Generator (HRSG) | HRSG Boiler Tube Leaks |  | 6006 | IP Evaporator tubes
800 | Miscellaneous | Heat Recovery Steam Generator (HRSG) | HRSG Boiler Tube Leaks |  | 6007 | LP Evaporator tubes
850 | Combined Cycle Block | Heat Recovery Steam Generator (HRSG) | HRSG Boiler Tube Leaks |  | 6007 | LP Evaporator tubes
851 | CC GT units | Heat Recovery Steam Generator (HRSG) | HRSG Boiler Tube Leaks |  | 6007 | LP Evaporator tubes
852 | CC steam units | Heat Recovery Steam Generator (HRSG) | HRSG Boiler Tube Leaks |  | 6007 | LP Evaporator tubes
860 | Co-generator Block | Heat Recovery Steam Generator (HRSG) | HRSG Boiler Tube Leaks |  | 6007 | LP Evaporator tubes
861 | CoG GT units | Heat Recovery Steam Generator (HRSG) | HRSG Boiler Tube Leaks |  | 6007 | LP Evaporator tubes
862 | CoG steam units | Heat Recovery Steam Generator (HRSG) | HRSG Boiler Tube Leaks |  | 6007 | LP Evaporator tubes
800 | Miscellaneous | Heat Recovery Steam Generator (HRSG) | HRSG Boiler Tube Leaks |  | 6010 | HP superheater
850 | Combined Cycle Block | Heat Recovery Steam Generator (HRSG) | HRSG Boiler Tube Leaks |  | 6010 | HP superheater
851 | CC GT units | Heat Recovery Steam Generator (HRSG) | HRSG Boiler Tube Leaks |  | 6010 | HP superheater
852 | CC steam units | Heat Recovery Steam Generator (HRSG) | HRSG Boiler Tube Leaks |  | 6010 | HP superheater
860 | Co-generator Block | Heat Recovery Steam Generator (HRSG) | HRSG Boiler Tube Leaks |  | 6010 | HP superheater
861 | CoG GT units | Heat Recovery Steam Generator (HRSG) | HRSG Boiler Tube Leaks |  | 6010 | HP superheater
862 | CoG steam units | Heat Recovery Steam Generator (HRSG) | HRSG Boiler Tube Leaks |  | 6010 | HP superheater
800 | Miscellaneous | Heat Recovery Steam Generator (HRSG) | HRSG Boiler Tube Leaks |  | 6011 | HP reheater
850 | Combined Cycle Block | Heat Recovery Steam Generator (HRSG) | HRSG Boiler Tube Leaks |  | 6011 | HP reheater
851 | CC GT units | Heat Recovery Steam Generator (HRSG) | HRSG Boiler Tube Leaks |  | 6011 | HP reheater
852 | CC steam units | Heat Recovery Steam Generator (HRSG) | HRSG Boiler Tube Leaks |  | 6011 | HP reheater
860 | Co-generator Block | Heat Recovery Steam Generator (HRSG) | HRSG Boiler Tube Leaks |  | 6011 | HP reheater
861 | CoG GT units | Heat Recovery Steam Generator (HRSG) | HRSG Boiler Tube Leaks |  | 6011 | HP reheater
862 | CoG steam units | Heat Recovery Steam Generator (HRSG) | HRSG Boiler Tube Leaks |  | 6011 | HP reheater
800 | Miscellaneous | Heat Recovery Steam Generator (HRSG) | HRSG Boiler Tube Leaks |  | 6012 | HP economizer
850 | Combined Cycle Block | Heat Recovery Steam Generator (HRSG) | HRSG Boiler Tube Leaks |  | 6012 | HP economizer
851 | CC GT units | Heat Recovery Steam Generator (HRSG) | HRSG Boiler Tube Leaks |  | 6012 | HP economizer
852 | CC steam units | Heat Recovery Steam Generator (HRSG) | HRSG Boiler Tube Leaks |  | 6012 | HP economizer
860 | Co-generator Block | Heat Recovery Steam Generator (HRSG) | HRSG Boiler Tube Leaks |  | 6012 | HP economizer
861 | CoG GT units | Heat Recovery Steam Generator (HRSG) | HRSG Boiler Tube Leaks |  | 6012 | HP economizer
862 | CoG steam units | Heat Recovery Steam Generator (HRSG) | HRSG Boiler Tube Leaks |  | 6012 | HP economizer
800 | Miscellaneous | Heat Recovery Steam Generator (HRSG) | HRSG Boiler Tube Leaks |  | 6020 | IP superheater
850 | Combined Cycle Block | Heat Recovery Steam Generator (HRSG) | HRSG Boiler Tube Leaks |  | 6020 | IP superheater
851 | CC GT units | Heat Recovery Steam Generator (HRSG) | HRSG Boiler Tube Leaks |  | 6020 | IP superheater
852 | CC steam units | Heat Recovery Steam Generator (HRSG) | HRSG Boiler Tube Leaks |  | 6020 | IP superheater
860 | Co-generator Block | Heat Recovery Steam Generator (HRSG) | HRSG Boiler Tube Leaks |  | 6020 | IP superheater
861 | CoG GT units | Heat Recovery Steam Generator (HRSG) | HRSG Boiler Tube Leaks |  | 6020 | IP superheater
862 | CoG steam units | Heat Recovery Steam Generator (HRSG) | HRSG Boiler Tube Leaks |  | 6020 | IP superheater
800 | Miscellaneous | Heat Recovery Steam Generator (HRSG) | HRSG Boiler Tube Leaks |  | 6021 | IP reheater
850 | Combined Cycle Block | Heat Recovery Steam Generator (HRSG) | HRSG Boiler Tube Leaks |  | 6021 | IP reheater
851 | CC GT units | Heat Recovery Steam Generator (HRSG) | HRSG Boiler Tube Leaks |  | 6021 | IP reheater
852 | CC steam units | Heat Recovery Steam Generator (HRSG) | HRSG Boiler Tube Leaks |  | 6021 | IP reheater
860 | Co-generator Block | Heat Recovery Steam Generator (HRSG) | HRSG Boiler Tube Leaks |  | 6021 | IP reheater
861 | CoG GT units | Heat Recovery Steam Generator (HRSG) | HRSG Boiler Tube Leaks |  | 6021 | IP reheater
862 | CoG steam units | Heat Recovery Steam Generator (HRSG) | HRSG Boiler Tube Leaks |  | 6021 | IP reheater
800 | Miscellaneous | Heat Recovery Steam Generator (HRSG) | HRSG Boiler Tube Leaks |  | 6022 | IP economizer
850 | Combined Cycle Block | Heat Recovery Steam Generator (HRSG) | HRSG Boiler Tube Leaks |  | 6022 | IP economizer
851 | CC GT units | Heat Recovery Steam Generator (HRSG) | HRSG Boiler Tube Leaks |  | 6022 | IP economizer
852 | CC steam units | Heat Recovery Steam Generator (HRSG) | HRSG Boiler Tube Leaks |  | 6022 | IP economizer
860 | Co-generator Block | Heat Recovery Steam Generator (HRSG) | HRSG Boiler Tube Leaks |  | 6022 | IP economizer
861 | CoG GT units | Heat Recovery Steam Generator (HRSG) | HRSG Boiler Tube Leaks |  | 6022 | IP economizer
862 | CoG steam units | Heat Recovery Steam Generator (HRSG) | HRSG Boiler Tube Leaks |  | 6022 | IP economizer
800 | Miscellaneous | Heat Recovery Steam Generator (HRSG) | HRSG Boiler Tube Leaks |  | 6030 | LP reheater
850 | Combined Cycle Block | Heat Recovery Steam Generator (HRSG) | HRSG Boiler Tube Leaks |  | 6030 | LP reheater
851 | CC GT units | Heat Recovery Steam Generator (HRSG) | HRSG Boiler Tube Leaks |  | 6030 | LP reheater
852 | CC steam units | Heat Recovery Steam Generator (HRSG) | HRSG Boiler Tube Leaks |  | 6030 | LP reheater
860 | Co-generator Block | Heat Recovery Steam Generator (HRSG) | HRSG Boiler Tube Leaks |  | 6030 | LP reheater
861 | CoG GT units | Heat Recovery Steam Generator (HRSG) | HRSG Boiler Tube Leaks |  | 6030 | LP reheater
862 | CoG steam units | Heat Recovery Steam Generator (HRSG) | HRSG Boiler Tube Leaks |  | 6030 | LP reheater
800 | Miscellaneous | Heat Recovery Steam Generator (HRSG) | HRSG Boiler Tube Leaks |  | 6031 | LP superheater
850 | Combined Cycle Block | Heat Recovery Steam Generator (HRSG) | HRSG Boiler Tube Leaks |  | 6031 | LP superheater
851 | CC GT units | Heat Recovery Steam Generator (HRSG) | HRSG Boiler Tube Leaks |  | 6031 | LP superheater
852 | CC steam units | Heat Recovery Steam Generator (HRSG) | HRSG Boiler Tube Leaks |  | 6031 | LP superheater
860 | Co-generator Block | Heat Recovery Steam Generator (HRSG) | HRSG Boiler Tube Leaks |  | 6031 | LP superheater
861 | CoG GT units | Heat Recovery Steam Generator (HRSG) | HRSG Boiler Tube Leaks |  | 6031 | LP superheater
862 | CoG steam units | Heat Recovery Steam Generator (HRSG) | HRSG Boiler Tube Leaks |  | 6031 | LP superheater
800 | Miscellaneous | Heat Recovery Steam Generator (HRSG) | HRSG Boiler Tube Leaks |  | 6032 | LP economizer
850 | Combined Cycle Block | Heat Recovery Steam Generator (HRSG) | HRSG Boiler Tube Leaks |  | 6032 | LP economizer
851 | CC GT units | Heat Recovery Steam Generator (HRSG) | HRSG Boiler Tube Leaks |  | 6032 | LP economizer
852 | CC steam units | Heat Recovery Steam Generator (HRSG) | HRSG Boiler Tube Leaks |  | 6032 | LP economizer
860 | Co-generator Block | Heat Recovery Steam Generator (HRSG) | HRSG Boiler Tube Leaks |  | 6032 | LP economizer
861 | CoG GT units | Heat Recovery Steam Generator (HRSG) | HRSG Boiler Tube Leaks |  | 6032 | LP economizer
862 | CoG steam units | Heat Recovery Steam Generator (HRSG) | HRSG Boiler Tube Leaks |  | 6032 | LP economizer
800 | Miscellaneous | Heat Recovery Steam Generator (HRSG) | HRSG Boiler Tube Leaks |  | 6090 | Other HRSG tube problems
850 | Combined Cycle Block | Heat Recovery Steam Generator (HRSG) | HRSG Boiler Tube Leaks |  | 6090 | Other HRSG tube problems
851 | CC GT units | Heat Recovery Steam Generator (HRSG) | HRSG Boiler Tube Leaks |  | 6090 | Other HRSG tube problems
852 | CC steam units | Heat Recovery Steam Generator (HRSG) | HRSG Boiler Tube Leaks |  | 6090 | Other HRSG tube problems
860 | Co-generator Block | Heat Recovery Steam Generator (HRSG) | HRSG Boiler Tube Leaks |  | 6090 | Other HRSG tube problems
861 | CoG GT units | Heat Recovery Steam Generator (HRSG) | HRSG Boiler Tube Leaks |  | 6090 | Other HRSG tube problems
862 | CoG steam units | Heat Recovery Steam Generator (HRSG) | HRSG Boiler Tube Leaks |  | 6090 | Other HRSG tube problems
800 | Miscellaneous | Heat Recovery Steam Generator (HRSG) | Miscellaneous (HRSG Boiler) |  | 6100 | Steam turbine to gas turbine coupling. For additional codes, use Fossil Steam Cause Codes 4000 to 4499.
810 | Multi-boiler/Multi-turbine | Heat Recovery Steam Generator (HRSG) | Miscellaneous (HRSG Boiler) |  | 6100 | Steam turbine to gas turbine coupling. For additional codes, use Fossil Steam Cause Codes 4000 to 4499.
850 | Combined Cycle Block | Heat Recovery Steam Generator (HRSG) | Miscellaneous (HRSG Boiler) |  | 6100 | Steam turbine to gas turbine coupling. For additional codes, use Fossil Steam Cause Codes 4000 to 4499.
851 | CC GT units | Heat Recovery Steam Generator (HRSG) | Miscellaneous (HRSG Boiler) |  | 6100 | Steam turbine to gas turbine coupling. For additional codes, use Fossil Steam Cause Codes 4000 to 4499.
852 | CC steam units | Heat Recovery Steam Generator (HRSG) | Miscellaneous (HRSG Boiler) |  | 6100 | Steam turbine to gas turbine coupling. For additional codes, use Fossil Steam Cause Codes 4000 to 4499.
860 | Co-generator Block | Heat Recovery Steam Generator (HRSG) | Miscellaneous (HRSG Boiler) |  | 6100 | Steam turbine to gas turbine coupling. For additional codes, use Fossil Steam Cause Codes 4000 to 4499.
861 | CoG GT units | Heat Recovery Steam Generator (HRSG) | Miscellaneous (HRSG Boiler) |  | 6100 | Steam turbine to gas turbine coupling. For additional codes, use Fossil Steam Cause Codes 4000 to 4499.
862 | CoG steam units | Heat Recovery Steam Generator (HRSG) | Miscellaneous (HRSG Boiler) |  | 6100 | Steam turbine to gas turbine coupling. For additional codes, use Fossil Steam Cause Codes 4000 to 4499.
800 | Miscellaneous | Heat Recovery Steam Generator (HRSG) | HRSG Boiler Piping System | HRSG Main Steam | 6110 | HP steam piping up to turbine stop valves - Greater than 600 PSIG (see 0790 for piping supports)
850 | Combined Cycle Block | Heat Recovery Steam Generator (HRSG) | HRSG Boiler Piping System | HRSG Main Steam | 6110 | HP steam piping up to turbine stop valves - Greater than 600 PSIG (see 0790 for piping supports)
851 | CC GT units | Heat Recovery Steam Generator (HRSG) | HRSG Boiler Piping System | HRSG Main Steam | 6110 | HP steam piping up to turbine stop valves - Greater than 600 PSIG (see 0790 for piping supports)
852 | CC steam units | Heat Recovery Steam Generator (HRSG) | HRSG Boiler Piping System | HRSG Main Steam | 6110 | HP steam piping up to turbine stop valves - Greater than 600 PSIG (see 0790 for piping supports)
860 | Co-generator Block | Heat Recovery Steam Generator (HRSG) | HRSG Boiler Piping System | HRSG Main Steam | 6110 | HP steam piping up to turbine stop valves - Greater than 600 PSIG (see 0790 for piping supports)
861 | CoG GT units | Heat Recovery Steam Generator (HRSG) | HRSG Boiler Piping System | HRSG Main Steam | 6110 | HP steam piping up to turbine stop valves - Greater than 600 PSIG (see 0790 for piping supports)
862 | CoG steam units | Heat Recovery Steam Generator (HRSG) | HRSG Boiler Piping System | HRSG Main Steam | 6110 | HP steam piping up to turbine stop valves - Greater than 600 PSIG (see 0790 for piping supports)
800 | Miscellaneous | Heat Recovery Steam Generator (HRSG) | HRSG Boiler Piping System | HRSG Main Steam | 6111 | HP steam relief/safety valves
850 | Combined Cycle Block | Heat Recovery Steam Generator (HRSG) | HRSG Boiler Piping System | HRSG Main Steam | 6111 | HP steam relief/safety valves
851 | CC GT units | Heat Recovery Steam Generator (HRSG) | HRSG Boiler Piping System | HRSG Main Steam | 6111 | HP steam relief/safety valves
852 | CC steam units | Heat Recovery Steam Generator (HRSG) | HRSG Boiler Piping System | HRSG Main Steam | 6111 | HP steam relief/safety valves
860 | Co-generator Block | Heat Recovery Steam Generator (HRSG) | HRSG Boiler Piping System | HRSG Main Steam | 6111 | HP steam relief/safety valves
861 | CoG GT units | Heat Recovery Steam Generator (HRSG) | HRSG Boiler Piping System | HRSG Main Steam | 6111 | HP steam relief/safety valves
862 | CoG steam units | Heat Recovery Steam Generator (HRSG) | HRSG Boiler Piping System | HRSG Main Steam | 6111 | HP steam relief/safety valves
800 | Miscellaneous | Heat Recovery Steam Generator (HRSG) | HRSG Boiler Piping System | HRSG Main Steam | 6112 | Other HP steam valves (including vent and drain valves but not including the turbine stop valves)
850 | Combined Cycle Block | Heat Recovery Steam Generator (HRSG) | HRSG Boiler Piping System | HRSG Main Steam | 6112 | Other HP steam valves (including vent and drain valves but not including the turbine stop valves)
851 | CC GT units | Heat Recovery Steam Generator (HRSG) | HRSG Boiler Piping System | HRSG Main Steam | 6112 | Other HP steam valves (including vent and drain valves but not including the turbine stop valves)
852 | CC steam units | Heat Recovery Steam Generator (HRSG) | HRSG Boiler Piping System | HRSG Main Steam | 6112 | Other HP steam valves (including vent and drain valves but not including the turbine stop valves)
860 | Co-generator Block | Heat Recovery Steam Generator (HRSG) | HRSG Boiler Piping System | HRSG Main Steam | 6112 | Other HP steam valves (including vent and drain valves but not including the turbine stop valves)
861 | CoG GT units | Heat Recovery Steam Generator (HRSG) | HRSG Boiler Piping System | HRSG Main Steam | 6112 | Other HP steam valves (including vent and drain valves but not including the turbine stop valves)
862 | CoG steam units | Heat Recovery Steam Generator (HRSG) | HRSG Boiler Piping System | HRSG Main Steam | 6112 | Other HP steam valves (including vent and drain valves but not including the turbine stop valves)
800 | Miscellaneous | Heat Recovery Steam Generator (HRSG) | HRSG Boiler Piping System | HRSG Main Steam | 6113 | Other HP steam system problems
850 | Combined Cycle Block | Heat Recovery Steam Generator (HRSG) | HRSG Boiler Piping System | HRSG Main Steam | 6113 | Other HP steam system problems
851 | CC GT units | Heat Recovery Steam Generator (HRSG) | HRSG Boiler Piping System | HRSG Main Steam | 6113 | Other HP steam system problems
852 | CC steam units | Heat Recovery Steam Generator (HRSG) | HRSG Boiler Piping System | HRSG Main Steam | 6113 | Other HP steam system problems
860 | Co-generator Block | Heat Recovery Steam Generator (HRSG) | HRSG Boiler Piping System | HRSG Main Steam | 6113 | Other HP steam system problems
861 | CoG GT units | Heat Recovery Steam Generator (HRSG) | HRSG Boiler Piping System | HRSG Main Steam | 6113 | Other HP steam system problems
862 | CoG steam units | Heat Recovery Steam Generator (HRSG) | HRSG Boiler Piping System | HRSG Main Steam | 6113 | Other HP steam system problems
800 | Miscellaneous | Heat Recovery Steam Generator (HRSG) | HRSG Boiler Piping System | HRSG Main Steam | 6114 | HP steam isolation/boundary valves
850 | Combined Cycle Block | Heat Recovery Steam Generator (HRSG) | HRSG Boiler Piping System | HRSG Main Steam | 6114 | HP steam isolation/boundary valves
851 | CC GT units | Heat Recovery Steam Generator (HRSG) | HRSG Boiler Piping System | HRSG Main Steam | 6114 | HP steam isolation/boundary valves
852 | CC steam units | Heat Recovery Steam Generator (HRSG) | HRSG Boiler Piping System | HRSG Main Steam | 6114 | HP steam isolation/boundary valves
860 | Co-generator Block | Heat Recovery Steam Generator (HRSG) | HRSG Boiler Piping System | HRSG Main Steam | 6114 | HP steam isolation/boundary valves
861 | CoG GT units | Heat Recovery Steam Generator (HRSG) | HRSG Boiler Piping System | HRSG Main Steam | 6114 | HP steam isolation/boundary valves
862 | CoG steam units | Heat Recovery Steam Generator (HRSG) | HRSG Boiler Piping System | HRSG Main Steam | 6114 | HP steam isolation/boundary valves
800 | Miscellaneous | Heat Recovery Steam Generator (HRSG) | HRSG Boiler Piping System | HRSG Main Steam | 6120 | IP steam piping up to turbine stop valves - Between 200 & 600 PSIG (see 0790 for piping supports)
850 | Combined Cycle Block | Heat Recovery Steam Generator (HRSG) | HRSG Boiler Piping System | HRSG Main Steam | 6120 | IP steam piping up to turbine stop valves - Between 200 & 600 PSIG (see 0790 for piping supports)
851 | CC GT units | Heat Recovery Steam Generator (HRSG) | HRSG Boiler Piping System | HRSG Main Steam | 6120 | IP steam piping up to turbine stop valves - Between 200 & 600 PSIG (see 0790 for piping supports)
852 | CC steam units | Heat Recovery Steam Generator (HRSG) | HRSG Boiler Piping System | HRSG Main Steam | 6120 | IP steam piping up to turbine stop valves - Between 200 & 600 PSIG (see 0790 for piping supports)
860 | Co-generator Block | Heat Recovery Steam Generator (HRSG) | HRSG Boiler Piping System | HRSG Main Steam | 6120 | IP steam piping up to turbine stop valves - Between 200 & 600 PSIG (see 0790 for piping supports)
861 | CoG GT units | Heat Recovery Steam Generator (HRSG) | HRSG Boiler Piping System | HRSG Main Steam | 6120 | IP steam piping up to turbine stop valves - Between 200 & 600 PSIG (see 0790 for piping supports)
862 | CoG steam units | Heat Recovery Steam Generator (HRSG) | HRSG Boiler Piping System | HRSG Main Steam | 6120 | IP steam piping up to turbine stop valves - Between 200 & 600 PSIG (see 0790 for piping supports)
800 | Miscellaneous | Heat Recovery Steam Generator (HRSG) | HRSG Boiler Piping System | HRSG Main Steam | 6121 | IP steam relief/safety valves
850 | Combined Cycle Block | Heat Recovery Steam Generator (HRSG) | HRSG Boiler Piping System | HRSG Main Steam | 6121 | IP steam relief/safety valves
851 | CC GT units | Heat Recovery Steam Generator (HRSG) | HRSG Boiler Piping System | HRSG Main Steam | 6121 | IP steam relief/safety valves
852 | CC steam units | Heat Recovery Steam Generator (HRSG) | HRSG Boiler Piping System | HRSG Main Steam | 6121 | IP steam relief/safety valves
860 | Co-generator Block | Heat Recovery Steam Generator (HRSG) | HRSG Boiler Piping System | HRSG Main Steam | 6121 | IP steam relief/safety valves
861 | CoG GT units | Heat Recovery Steam Generator (HRSG) | HRSG Boiler Piping System | HRSG Main Steam | 6121 | IP steam relief/safety valves
862 | CoG steam units | Heat Recovery Steam Generator (HRSG) | HRSG Boiler Piping System | HRSG Main Steam | 6121 | IP steam relief/safety valves
800 | Miscellaneous | Heat Recovery Steam Generator (HRSG) | HRSG Boiler Piping System | HRSG Main Steam | 6122 | Other IP steam valves (including vent and drain valves but not including the turbine stop valves)
850 | Combined Cycle Block | Heat Recovery Steam Generator (HRSG) | HRSG Boiler Piping System | HRSG Main Steam | 6122 | Other IP steam valves (including vent and drain valves but not including the turbine stop valves)
851 | CC GT units | Heat Recovery Steam Generator (HRSG) | HRSG Boiler Piping System | HRSG Main Steam | 6122 | Other IP steam valves (including vent and drain valves but not including the turbine stop valves)
852 | CC steam units | Heat Recovery Steam Generator (HRSG) | HRSG Boiler Piping System | HRSG Main Steam | 6122 | Other IP steam valves (including vent and drain valves but not including the turbine stop valves)
860 | Co-generator Block | Heat Recovery Steam Generator (HRSG) | HRSG Boiler Piping System | HRSG Main Steam | 6122 | Other IP steam valves (including vent and drain valves but not including the turbine stop valves)
861 | CoG GT units | Heat Recovery Steam Generator (HRSG) | HRSG Boiler Piping System | HRSG Main Steam | 6122 | Other IP steam valves (including vent and drain valves but not including the turbine stop valves)
862 | CoG steam units | Heat Recovery Steam Generator (HRSG) | HRSG Boiler Piping System | HRSG Main Steam | 6122 | Other IP steam valves (including vent and drain valves but not including the turbine stop valves)
800 | Miscellaneous | Heat Recovery Steam Generator (HRSG) | HRSG Boiler Piping System | HRSG Main Steam | 6123 | Other IP steam system problems
850 | Combined Cycle Block | Heat Recovery Steam Generator (HRSG) | HRSG Boiler Piping System | HRSG Main Steam | 6123 | Other IP steam system problems
851 | CC GT units | Heat Recovery Steam Generator (HRSG) | HRSG Boiler Piping System | HRSG Main Steam | 6123 | Other IP steam system problems
852 | CC steam units | Heat Recovery Steam Generator (HRSG) | HRSG Boiler Piping System | HRSG Main Steam | 6123 | Other IP steam system problems
860 | Co-generator Block | Heat Recovery Steam Generator (HRSG) | HRSG Boiler Piping System | HRSG Main Steam | 6123 | Other IP steam system problems
861 | CoG GT units | Heat Recovery Steam Generator (HRSG) | HRSG Boiler Piping System | HRSG Main Steam | 6123 | Other IP steam system problems
862 | CoG steam units | Heat Recovery Steam Generator (HRSG) | HRSG Boiler Piping System | HRSG Main Steam | 6123 | Other IP steam system problems
850 | Combined Cycle Block | Heat Recovery Steam Generator (HRSG) | HRSG Boiler Piping System | HRSG Main Steam | 6124 | IP steam isolation/boundary valves
851 | CC GT units | Heat Recovery Steam Generator (HRSG) | HRSG Boiler Piping System | HRSG Main Steam | 6124 | IP steam isolation/boundary valves
852 | CC steam units | Heat Recovery Steam Generator (HRSG) | HRSG Boiler Piping System | HRSG Main Steam | 6124 | IP steam isolation/boundary valves
860 | Co-generator Block | Heat Recovery Steam Generator (HRSG) | HRSG Boiler Piping System | HRSG Main Steam | 6124 | IP steam isolation/boundary valves
861 | CoG GT units | Heat Recovery Steam Generator (HRSG) | HRSG Boiler Piping System | HRSG Main Steam | 6124 | IP steam isolation/boundary valves
862 | CoG steam units | Heat Recovery Steam Generator (HRSG) | HRSG Boiler Piping System | HRSG Main Steam | 6124 | IP steam isolation/boundary valves
800 | Miscellaneous | Heat Recovery Steam Generator (HRSG) | HRSG Boiler Piping System | HRSG Main Steam | 6130 | LP steam piping up to turbine stop valves - Less than 200 PSIG (see 0790 for piping supports)
850 | Combined Cycle Block | Heat Recovery Steam Generator (HRSG) | HRSG Boiler Piping System | HRSG Main Steam | 6130 | LP steam piping up to turbine stop valves - Less than 200 PSIG (see 0790 for piping supports)
851 | CC GT units | Heat Recovery Steam Generator (HRSG) | HRSG Boiler Piping System | HRSG Main Steam | 6130 | LP steam piping up to turbine stop valves - Less than 200 PSIG (see 0790 for piping supports)
852 | CC steam units | Heat Recovery Steam Generator (HRSG) | HRSG Boiler Piping System | HRSG Main Steam | 6130 | LP steam piping up to turbine stop valves - Less than 200 PSIG (see 0790 for piping supports)
860 | Co-generator Block | Heat Recovery Steam Generator (HRSG) | HRSG Boiler Piping System | HRSG Main Steam | 6130 | LP steam piping up to turbine stop valves - Less than 200 PSIG (see 0790 for piping supports)
861 | CoG GT units | Heat Recovery Steam Generator (HRSG) | HRSG Boiler Piping System | HRSG Main Steam | 6130 | LP steam piping up to turbine stop valves - Less than 200 PSIG (see 0790 for piping supports)
862 | CoG steam units | Heat Recovery Steam Generator (HRSG) | HRSG Boiler Piping System | HRSG Main Steam | 6130 | LP steam piping up to turbine stop valves - Less than 200 PSIG (see 0790 for piping supports)
800 | Miscellaneous | Heat Recovery Steam Generator (HRSG) | HRSG Boiler Piping System | HRSG Main Steam | 6131 | LP steam relief/safety valves
850 | Combined Cycle Block | Heat Recovery Steam Generator (HRSG) | HRSG Boiler Piping System | HRSG Main Steam | 6131 | LP steam relief/safety valves
851 | CC GT units | Heat Recovery Steam Generator (HRSG) | HRSG Boiler Piping System | HRSG Main Steam | 6131 | LP steam relief/safety valves
852 | CC steam units | Heat Recovery Steam Generator (HRSG) | HRSG Boiler Piping System | HRSG Main Steam | 6131 | LP steam relief/safety valves
860 | Co-generator Block | Heat Recovery Steam Generator (HRSG) | HRSG Boiler Piping System | HRSG Main Steam | 6131 | LP steam relief/safety valves
861 | CoG GT units | Heat Recovery Steam Generator (HRSG) | HRSG Boiler Piping System | HRSG Main Steam | 6131 | LP steam relief/safety valves
862 | CoG steam units | Heat Recovery Steam Generator (HRSG) | HRSG Boiler Piping System | HRSG Main Steam | 6131 | LP steam relief/safety valves
800 | Miscellaneous | Heat Recovery Steam Generator (HRSG) | HRSG Boiler Piping System | HRSG Main Steam | 6132 | Other LP steam valves (including vent and drain valves but not including the turbine stop valves)
850 | Combined Cycle Block | Heat Recovery Steam Generator (HRSG) | HRSG Boiler Piping System | HRSG Main Steam | 6132 | Other LP steam valves (including vent and drain valves but not including the turbine stop valves)
851 | CC GT units | Heat Recovery Steam Generator (HRSG) | HRSG Boiler Piping System | HRSG Main Steam | 6132 | Other LP steam valves (including vent and drain valves but not including the turbine stop valves)
852 | CC steam units | Heat Recovery Steam Generator (HRSG) | HRSG Boiler Piping System | HRSG Main Steam | 6132 | Other LP steam valves (including vent and drain valves but not including the turbine stop valves)
860 | Co-generator Block | Heat Recovery Steam Generator (HRSG) | HRSG Boiler Piping System | HRSG Main Steam | 6132 | Other LP steam valves (including vent and drain valves but not including the turbine stop valves)
861 | CoG GT units | Heat Recovery Steam Generator (HRSG) | HRSG Boiler Piping System | HRSG Main Steam | 6132 | Other LP steam valves (including vent and drain valves but not including the turbine stop valves)
862 | CoG steam units | Heat Recovery Steam Generator (HRSG) | HRSG Boiler Piping System | HRSG Main Steam | 6132 | Other LP steam valves (including vent and drain valves but not including the turbine stop valves)
800 | Miscellaneous | Heat Recovery Steam Generator (HRSG) | HRSG Boiler Piping System | HRSG Main Steam | 6133 | Other LP steam system problems
850 | Combined Cycle Block | Heat Recovery Steam Generator (HRSG) | HRSG Boiler Piping System | HRSG Main Steam | 6133 | Other LP steam system problems
851 | CC GT units | Heat Recovery Steam Generator (HRSG) | HRSG Boiler Piping System | HRSG Main Steam | 6133 | Other LP steam system problems
852 | CC steam units | Heat Recovery Steam Generator (HRSG) | HRSG Boiler Piping System | HRSG Main Steam | 6133 | Other LP steam system problems
860 | Co-generator Block | Heat Recovery Steam Generator (HRSG) | HRSG Boiler Piping System | HRSG Main Steam | 6133 | Other LP steam system problems
861 | CoG GT units | Heat Recovery Steam Generator (HRSG) | HRSG Boiler Piping System | HRSG Main Steam | 6133 | Other LP steam system problems
862 | CoG steam units | Heat Recovery Steam Generator (HRSG) | HRSG Boiler Piping System | HRSG Main Steam | 6133 | Other LP steam system problems
800 | Miscellaneous | Heat Recovery Steam Generator (HRSG) | HRSG Boiler Piping System | HRSG Main Steam | 6134 | Other main steam valves (including vent and drain valves but not including the turbine stop valves)
850 | Combined Cycle Block | Heat Recovery Steam Generator (HRSG) | HRSG Boiler Piping System | HRSG Main Steam | 6134 | Other main steam valves (including vent and drain valves but not including the turbine stop valves)
851 | CC GT units | Heat Recovery Steam Generator (HRSG) | HRSG Boiler Piping System | HRSG Main Steam | 6134 | Other main steam valves (including vent and drain valves but not including the turbine stop valves)
852 | CC steam units | Heat Recovery Steam Generator (HRSG) | HRSG Boiler Piping System | HRSG Main Steam | 6134 | Other main steam valves (including vent and drain valves but not including the turbine stop valves)
860 | Co-generator Block | Heat Recovery Steam Generator (HRSG) | HRSG Boiler Piping System | HRSG Main Steam | 6134 | Other main steam valves (including vent and drain valves but not including the turbine stop valves)
861 | CoG GT units | Heat Recovery Steam Generator (HRSG) | HRSG Boiler Piping System | HRSG Main Steam | 6134 | Other main steam valves (including vent and drain valves but not including the turbine stop valves)
862 | CoG steam units | Heat Recovery Steam Generator (HRSG) | HRSG Boiler Piping System | HRSG Main Steam | 6134 | Other main steam valves (including vent and drain valves but not including the turbine stop valves)
800 | Miscellaneous | Heat Recovery Steam Generator (HRSG) | HRSG Boiler Piping System | HRSG Main Steam | 6135 | LP steam isolation/boundary valves
850 | Combined Cycle Block | Heat Recovery Steam Generator (HRSG) | HRSG Boiler Piping System | HRSG Main Steam | 6135 | LP steam isolation/boundary valves
851 | CC GT units | Heat Recovery Steam Generator (HRSG) | HRSG Boiler Piping System | HRSG Main Steam | 6135 | LP steam isolation/boundary valves
852 | CC steam units | Heat Recovery Steam Generator (HRSG) | HRSG Boiler Piping System | HRSG Main Steam | 6135 | LP steam isolation/boundary valves
860 | Co-generator Block | Heat Recovery Steam Generator (HRSG) | HRSG Boiler Piping System | HRSG Main Steam | 6135 | LP steam isolation/boundary valves
861 | CoG GT units | Heat Recovery Steam Generator (HRSG) | HRSG Boiler Piping System | HRSG Main Steam | 6135 | LP steam isolation/boundary valves
862 | CoG steam units | Heat Recovery Steam Generator (HRSG) | HRSG Boiler Piping System | HRSG Main Steam | 6135 | LP steam isolation/boundary valves
800 | Miscellaneous | Heat Recovery Steam Generator (HRSG) | HRSG Boiler Piping System | HRSG Desuperheaters/Attemperators | 6140 | HP Desuperheater/attemperator piping - Greater than 600 PSIG.
850 | Combined Cycle Block | Heat Recovery Steam Generator (HRSG) | HRSG Boiler Piping System | HRSG Desuperheaters/Attemperators | 6140 | HP Desuperheater/attemperator piping - Greater than 600 PSIG.
851 | CC GT units | Heat Recovery Steam Generator (HRSG) | HRSG Boiler Piping System | HRSG Desuperheaters/Attemperators | 6140 | HP Desuperheater/attemperator piping - Greater than 600 PSIG.
852 | CC steam units | Heat Recovery Steam Generator (HRSG) | HRSG Boiler Piping System | HRSG Desuperheaters/Attemperators | 6140 | HP Desuperheater/attemperator piping - Greater than 600 PSIG.
860 | Co-generator Block | Heat Recovery Steam Generator (HRSG) | HRSG Boiler Piping System | HRSG Desuperheaters/Attemperators | 6140 | HP Desuperheater/attemperator piping - Greater than 600 PSIG.
861 | CoG GT units | Heat Recovery Steam Generator (HRSG) | HRSG Boiler Piping System | HRSG Desuperheaters/Attemperators | 6140 | HP Desuperheater/attemperator piping - Greater than 600 PSIG.
862 | CoG steam units | Heat Recovery Steam Generator (HRSG) | HRSG Boiler Piping System | HRSG Desuperheaters/Attemperators | 6140 | HP Desuperheater/attemperator piping - Greater than 600 PSIG.
800 | Miscellaneous | Heat Recovery Steam Generator (HRSG) | HRSG Boiler Piping System | HRSG Desuperheaters/Attemperators | 6141 | HP Desuperheater/attemperator valves
850 | Combined Cycle Block | Heat Recovery Steam Generator (HRSG) | HRSG Boiler Piping System | HRSG Desuperheaters/Attemperators | 6141 | HP Desuperheater/attemperator valves
851 | CC GT units | Heat Recovery Steam Generator (HRSG) | HRSG Boiler Piping System | HRSG Desuperheaters/Attemperators | 6141 | HP Desuperheater/attemperator valves
852 | CC steam units | Heat Recovery Steam Generator (HRSG) | HRSG Boiler Piping System | HRSG Desuperheaters/Attemperators | 6141 | HP Desuperheater/attemperator valves
860 | Co-generator Block | Heat Recovery Steam Generator (HRSG) | HRSG Boiler Piping System | HRSG Desuperheaters/Attemperators | 6141 | HP Desuperheater/attemperator valves
861 | CoG GT units | Heat Recovery Steam Generator (HRSG) | HRSG Boiler Piping System | HRSG Desuperheaters/Attemperators | 6141 | HP Desuperheater/attemperator valves
862 | CoG steam units | Heat Recovery Steam Generator (HRSG) | HRSG Boiler Piping System | HRSG Desuperheaters/Attemperators | 6141 | HP Desuperheater/attemperator valves
800 | Miscellaneous | Heat Recovery Steam Generator (HRSG) | HRSG Boiler Piping System | HRSG Desuperheaters/Attemperators | 6142 | HP Desuperheater/attemperator spray nozzles
850 | Combined Cycle Block | Heat Recovery Steam Generator (HRSG) | HRSG Boiler Piping System | HRSG Desuperheaters/Attemperators | 6142 | HP Desuperheater/attemperator spray nozzles
851 | CC GT units | Heat Recovery Steam Generator (HRSG) | HRSG Boiler Piping System | HRSG Desuperheaters/Attemperators | 6142 | HP Desuperheater/attemperator spray nozzles
852 | CC steam units | Heat Recovery Steam Generator (HRSG) | HRSG Boiler Piping System | HRSG Desuperheaters/Attemperators | 6142 | HP Desuperheater/attemperator spray nozzles
860 | Co-generator Block | Heat Recovery Steam Generator (HRSG) | HRSG Boiler Piping System | HRSG Desuperheaters/Attemperators | 6142 | HP Desuperheater/attemperator spray nozzles
861 | CoG GT units | Heat Recovery Steam Generator (HRSG) | HRSG Boiler Piping System | HRSG Desuperheaters/Attemperators | 6142 | HP Desuperheater/attemperator spray nozzles
862 | CoG steam units | Heat Recovery Steam Generator (HRSG) | HRSG Boiler Piping System | HRSG Desuperheaters/Attemperators | 6142 | HP Desuperheater/attemperator spray nozzles
800 | Miscellaneous | Heat Recovery Steam Generator (HRSG) | HRSG Boiler Piping System | HRSG Desuperheaters/Attemperators | 6143 | HP Desuperheater/attemperator drums
850 | Combined Cycle Block | Heat Recovery Steam Generator (HRSG) | HRSG Boiler Piping System | HRSG Desuperheaters/Attemperators | 6143 | HP Desuperheater/attemperator drums
851 | CC GT units | Heat Recovery Steam Generator (HRSG) | HRSG Boiler Piping System | HRSG Desuperheaters/Attemperators | 6143 | HP Desuperheater/attemperator drums
852 | CC steam units | Heat Recovery Steam Generator (HRSG) | HRSG Boiler Piping System | HRSG Desuperheaters/Attemperators | 6143 | HP Desuperheater/attemperator drums
860 | Co-generator Block | Heat Recovery Steam Generator (HRSG) | HRSG Boiler Piping System | HRSG Desuperheaters/Attemperators | 6143 | HP Desuperheater/attemperator drums
861 | CoG GT units | Heat Recovery Steam Generator (HRSG) | HRSG Boiler Piping System | HRSG Desuperheaters/Attemperators | 6143 | HP Desuperheater/attemperator drums
862 | CoG steam units | Heat Recovery Steam Generator (HRSG) | HRSG Boiler Piping System | HRSG Desuperheaters/Attemperators | 6143 | HP Desuperheater/attemperator drums
800 | Miscellaneous | Heat Recovery Steam Generator (HRSG) | HRSG Boiler Piping System | HRSG Desuperheaters/Attemperators | 6144 | Other HP desuperheater/attemperator problems
850 | Combined Cycle Block | Heat Recovery Steam Generator (HRSG) | HRSG Boiler Piping System | HRSG Desuperheaters/Attemperators | 6144 | Other HP desuperheater/attemperator problems
851 | CC GT units | Heat Recovery Steam Generator (HRSG) | HRSG Boiler Piping System | HRSG Desuperheaters/Attemperators | 6144 | Other HP desuperheater/attemperator problems
852 | CC steam units | Heat Recovery Steam Generator (HRSG) | HRSG Boiler Piping System | HRSG Desuperheaters/Attemperators | 6144 | Other HP desuperheater/attemperator problems
860 | Co-generator Block | Heat Recovery Steam Generator (HRSG) | HRSG Boiler Piping System | HRSG Desuperheaters/Attemperators | 6144 | Other HP desuperheater/attemperator problems
861 | CoG GT units | Heat Recovery Steam Generator (HRSG) | HRSG Boiler Piping System | HRSG Desuperheaters/Attemperators | 6144 | Other HP desuperheater/attemperator problems
862 | CoG steam units | Heat Recovery Steam Generator (HRSG) | HRSG Boiler Piping System | HRSG Desuperheaters/Attemperators | 6144 | Other HP desuperheater/attemperator problems
800 | Miscellaneous | Heat Recovery Steam Generator (HRSG) | HRSG Boiler Piping System | HRSG Desuperheaters/Attemperators | 6145 | IP Desuperheater/attemperator piping - Between 200-600 PSIG
850 | Combined Cycle Block | Heat Recovery Steam Generator (HRSG) | HRSG Boiler Piping System | HRSG Desuperheaters/Attemperators | 6145 | IP Desuperheater/attemperator piping - Between 200-600 PSIG
851 | CC GT units | Heat Recovery Steam Generator (HRSG) | HRSG Boiler Piping System | HRSG Desuperheaters/Attemperators | 6145 | IP Desuperheater/attemperator piping - Between 200-600 PSIG
852 | CC steam units | Heat Recovery Steam Generator (HRSG) | HRSG Boiler Piping System | HRSG Desuperheaters/Attemperators | 6145 | IP Desuperheater/attemperator piping - Between 200-600 PSIG
860 | Co-generator Block | Heat Recovery Steam Generator (HRSG) | HRSG Boiler Piping System | HRSG Desuperheaters/Attemperators | 6145 | IP Desuperheater/attemperator piping - Between 200-600 PSIG
861 | CoG GT units | Heat Recovery Steam Generator (HRSG) | HRSG Boiler Piping System | HRSG Desuperheaters/Attemperators | 6145 | IP Desuperheater/attemperator piping - Between 200-600 PSIG
862 | CoG steam units | Heat Recovery Steam Generator (HRSG) | HRSG Boiler Piping System | HRSG Desuperheaters/Attemperators | 6145 | IP Desuperheater/attemperator piping - Between 200-600 PSIG
800 | Miscellaneous | Heat Recovery Steam Generator (HRSG) | HRSG Boiler Piping System | HRSG Desuperheaters/Attemperators | 6146 | IP Desuperheater/attemperator valves
850 | Combined Cycle Block | Heat Recovery Steam Generator (HRSG) | HRSG Boiler Piping System | HRSG Desuperheaters/Attemperators | 6146 | IP Desuperheater/attemperator valves
851 | CC GT units | Heat Recovery Steam Generator (HRSG) | HRSG Boiler Piping System | HRSG Desuperheaters/Attemperators | 6146 | IP Desuperheater/attemperator valves
852 | CC steam units | Heat Recovery Steam Generator (HRSG) | HRSG Boiler Piping System | HRSG Desuperheaters/Attemperators | 6146 | IP Desuperheater/attemperator valves
860 | Co-generator Block | Heat Recovery Steam Generator (HRSG) | HRSG Boiler Piping System | HRSG Desuperheaters/Attemperators | 6146 | IP Desuperheater/attemperator valves
861 | CoG GT units | Heat Recovery Steam Generator (HRSG) | HRSG Boiler Piping System | HRSG Desuperheaters/Attemperators | 6146 | IP Desuperheater/attemperator valves
862 | CoG steam units | Heat Recovery Steam Generator (HRSG) | HRSG Boiler Piping System | HRSG Desuperheaters/Attemperators | 6146 | IP Desuperheater/attemperator valves
800 | Miscellaneous | Heat Recovery Steam Generator (HRSG) | HRSG Boiler Piping System | HRSG Desuperheaters/Attemperators | 6147 | IP Desuperheater/attemperator spray nozzles
850 | Combined Cycle Block | Heat Recovery Steam Generator (HRSG) | HRSG Boiler Piping System | HRSG Desuperheaters/Attemperators | 6147 | IP Desuperheater/attemperator spray nozzles
851 | CC GT units | Heat Recovery Steam Generator (HRSG) | HRSG Boiler Piping System | HRSG Desuperheaters/Attemperators | 6147 | IP Desuperheater/attemperator spray nozzles
852 | CC steam units | Heat Recovery Steam Generator (HRSG) | HRSG Boiler Piping System | HRSG Desuperheaters/Attemperators | 6147 | IP Desuperheater/attemperator spray nozzles
860 | Co-generator Block | Heat Recovery Steam Generator (HRSG) | HRSG Boiler Piping System | HRSG Desuperheaters/Attemperators | 6147 | IP Desuperheater/attemperator spray nozzles
861 | CoG GT units | Heat Recovery Steam Generator (HRSG) | HRSG Boiler Piping System | HRSG Desuperheaters/Attemperators | 6147 | IP Desuperheater/attemperator spray nozzles
862 | CoG steam units | Heat Recovery Steam Generator (HRSG) | HRSG Boiler Piping System | HRSG Desuperheaters/Attemperators | 6147 | IP Desuperheater/attemperator spray nozzles
800 | Miscellaneous | Heat Recovery Steam Generator (HRSG) | HRSG Boiler Piping System | HRSG Desuperheaters/Attemperators | 6148 | IP Desuperheater/attemperator drums
850 | Combined Cycle Block | Heat Recovery Steam Generator (HRSG) | HRSG Boiler Piping System | HRSG Desuperheaters/Attemperators | 6148 | IP Desuperheater/attemperator drums
851 | CC GT units | Heat Recovery Steam Generator (HRSG) | HRSG Boiler Piping System | HRSG Desuperheaters/Attemperators | 6148 | IP Desuperheater/attemperator drums
852 | CC steam units | Heat Recovery Steam Generator (HRSG) | HRSG Boiler Piping System | HRSG Desuperheaters/Attemperators | 6148 | IP Desuperheater/attemperator drums
860 | Co-generator Block | Heat Recovery Steam Generator (HRSG) | HRSG Boiler Piping System | HRSG Desuperheaters/Attemperators | 6148 | IP Desuperheater/attemperator drums
861 | CoG GT units | Heat Recovery Steam Generator (HRSG) | HRSG Boiler Piping System | HRSG Desuperheaters/Attemperators | 6148 | IP Desuperheater/attemperator drums
862 | CoG steam units | Heat Recovery Steam Generator (HRSG) | HRSG Boiler Piping System | HRSG Desuperheaters/Attemperators | 6148 | IP Desuperheater/attemperator drums
800 | Miscellaneous | Heat Recovery Steam Generator (HRSG) | HRSG Boiler Piping System | HRSG Desuperheaters/Attemperators | 6149 | Other IP desuperheater/attemperator problems
850 | Combined Cycle Block | Heat Recovery Steam Generator (HRSG) | HRSG Boiler Piping System | HRSG Desuperheaters/Attemperators | 6149 | Other IP desuperheater/attemperator problems
851 | CC GT units | Heat Recovery Steam Generator (HRSG) | HRSG Boiler Piping System | HRSG Desuperheaters/Attemperators | 6149 | Other IP desuperheater/attemperator problems
852 | CC steam units | Heat Recovery Steam Generator (HRSG) | HRSG Boiler Piping System | HRSG Desuperheaters/Attemperators | 6149 | Other IP desuperheater/attemperator problems
860 | Co-generator Block | Heat Recovery Steam Generator (HRSG) | HRSG Boiler Piping System | HRSG Desuperheaters/Attemperators | 6149 | Other IP desuperheater/attemperator problems
861 | CoG GT units | Heat Recovery Steam Generator (HRSG) | HRSG Boiler Piping System | HRSG Desuperheaters/Attemperators | 6149 | Other IP desuperheater/attemperator problems
862 | CoG steam units | Heat Recovery Steam Generator (HRSG) | HRSG Boiler Piping System | HRSG Desuperheaters/Attemperators | 6149 | Other IP desuperheater/attemperator problems
800 | Miscellaneous | Heat Recovery Steam Generator (HRSG) | HRSG Boiler Piping System | HRSG Desuperheaters/Attemperators | 6150 | LP Desuperheater/attemperator piping - Less than 200 PSIG
850 | Combined Cycle Block | Heat Recovery Steam Generator (HRSG) | HRSG Boiler Piping System | HRSG Desuperheaters/Attemperators | 6150 | LP Desuperheater/attemperator piping - Less than 200 PSIG
851 | CC GT units | Heat Recovery Steam Generator (HRSG) | HRSG Boiler Piping System | HRSG Desuperheaters/Attemperators | 6150 | LP Desuperheater/attemperator piping - Less than 200 PSIG
852 | CC steam units | Heat Recovery Steam Generator (HRSG) | HRSG Boiler Piping System | HRSG Desuperheaters/Attemperators | 6150 | LP Desuperheater/attemperator piping - Less than 200 PSIG
860 | Co-generator Block | Heat Recovery Steam Generator (HRSG) | HRSG Boiler Piping System | HRSG Desuperheaters/Attemperators | 6150 | LP Desuperheater/attemperator piping - Less than 200 PSIG
861 | CoG GT units | Heat Recovery Steam Generator (HRSG) | HRSG Boiler Piping System | HRSG Desuperheaters/Attemperators | 6150 | LP Desuperheater/attemperator piping - Less than 200 PSIG
862 | CoG steam units | Heat Recovery Steam Generator (HRSG) | HRSG Boiler Piping System | HRSG Desuperheaters/Attemperators | 6150 | LP Desuperheater/attemperator piping - Less than 200 PSIG
800 | Miscellaneous | Heat Recovery Steam Generator (HRSG) | HRSG Boiler Piping System | HRSG Desuperheaters/Attemperators | 6151 | LP Desuperheater/attemperator valves
850 | Combined Cycle Block | Heat Recovery Steam Generator (HRSG) | HRSG Boiler Piping System | HRSG Desuperheaters/Attemperators | 6151 | LP Desuperheater/attemperator valves
851 | CC GT units | Heat Recovery Steam Generator (HRSG) | HRSG Boiler Piping System | HRSG Desuperheaters/Attemperators | 6151 | LP Desuperheater/attemperator valves
852 | CC steam units | Heat Recovery Steam Generator (HRSG) | HRSG Boiler Piping System | HRSG Desuperheaters/Attemperators | 6151 | LP Desuperheater/attemperator valves
860 | Co-generator Block | Heat Recovery Steam Generator (HRSG) | HRSG Boiler Piping System | HRSG Desuperheaters/Attemperators | 6151 | LP Desuperheater/attemperator valves
861 | CoG GT units | Heat Recovery Steam Generator (HRSG) | HRSG Boiler Piping System | HRSG Desuperheaters/Attemperators | 6151 | LP Desuperheater/attemperator valves
862 | CoG steam units | Heat Recovery Steam Generator (HRSG) | HRSG Boiler Piping System | HRSG Desuperheaters/Attemperators | 6151 | LP Desuperheater/attemperator valves
800 | Miscellaneous | Heat Recovery Steam Generator (HRSG) | HRSG Boiler Piping System | HRSG Desuperheaters/Attemperators | 6152 | LP Desuperheater/attemperator spray nozzles
850 | Combined Cycle Block | Heat Recovery Steam Generator (HRSG) | HRSG Boiler Piping System | HRSG Desuperheaters/Attemperators | 6152 | LP Desuperheater/attemperator spray nozzles
851 | CC GT units | Heat Recovery Steam Generator (HRSG) | HRSG Boiler Piping System | HRSG Desuperheaters/Attemperators | 6152 | LP Desuperheater/attemperator spray nozzles
852 | CC steam units | Heat Recovery Steam Generator (HRSG) | HRSG Boiler Piping System | HRSG Desuperheaters/Attemperators | 6152 | LP Desuperheater/attemperator spray nozzles
860 | Co-generator Block | Heat Recovery Steam Generator (HRSG) | HRSG Boiler Piping System | HRSG Desuperheaters/Attemperators | 6152 | LP Desuperheater/attemperator spray nozzles
861 | CoG GT units | Heat Recovery Steam Generator (HRSG) | HRSG Boiler Piping System | HRSG Desuperheaters/Attemperators | 6152 | LP Desuperheater/attemperator spray nozzles
862 | CoG steam units | Heat Recovery Steam Generator (HRSG) | HRSG Boiler Piping System | HRSG Desuperheaters/Attemperators | 6152 | LP Desuperheater/attemperator spray nozzles
800 | Miscellaneous | Heat Recovery Steam Generator (HRSG) | HRSG Boiler Piping System | HRSG Desuperheaters/Attemperators | 6153 | LP Desuperheater/attemperator drums
850 | Combined Cycle Block | Heat Recovery Steam Generator (HRSG) | HRSG Boiler Piping System | HRSG Desuperheaters/Attemperators | 6153 | LP Desuperheater/attemperator drums
851 | CC GT units | Heat Recovery Steam Generator (HRSG) | HRSG Boiler Piping System | HRSG Desuperheaters/Attemperators | 6153 | LP Desuperheater/attemperator drums
852 | CC steam units | Heat Recovery Steam Generator (HRSG) | HRSG Boiler Piping System | HRSG Desuperheaters/Attemperators | 6153 | LP Desuperheater/attemperator drums
860 | Co-generator Block | Heat Recovery Steam Generator (HRSG) | HRSG Boiler Piping System | HRSG Desuperheaters/Attemperators | 6153 | LP Desuperheater/attemperator drums
861 | CoG GT units | Heat Recovery Steam Generator (HRSG) | HRSG Boiler Piping System | HRSG Desuperheaters/Attemperators | 6153 | LP Desuperheater/attemperator drums
862 | CoG steam units | Heat Recovery Steam Generator (HRSG) | HRSG Boiler Piping System | HRSG Desuperheaters/Attemperators | 6153 | LP Desuperheater/attemperator drums
800 | Miscellaneous | Heat Recovery Steam Generator (HRSG) | HRSG Boiler Piping System | HRSG Desuperheaters/Attemperators | 6154 | Other LP desuperheater/attemperator problems
850 | Combined Cycle Block | Heat Recovery Steam Generator (HRSG) | HRSG Boiler Piping System | HRSG Desuperheaters/Attemperators | 6154 | Other LP desuperheater/attemperator problems
851 | CC GT units | Heat Recovery Steam Generator (HRSG) | HRSG Boiler Piping System | HRSG Desuperheaters/Attemperators | 6154 | Other LP desuperheater/attemperator problems
852 | CC steam units | Heat Recovery Steam Generator (HRSG) | HRSG Boiler Piping System | HRSG Desuperheaters/Attemperators | 6154 | Other LP desuperheater/attemperator problems
860 | Co-generator Block | Heat Recovery Steam Generator (HRSG) | HRSG Boiler Piping System | HRSG Desuperheaters/Attemperators | 6154 | Other LP desuperheater/attemperator problems
861 | CoG GT units | Heat Recovery Steam Generator (HRSG) | HRSG Boiler Piping System | HRSG Desuperheaters/Attemperators | 6154 | Other LP desuperheater/attemperator problems
862 | CoG steam units | Heat Recovery Steam Generator (HRSG) | HRSG Boiler Piping System | HRSG Desuperheaters/Attemperators | 6154 | Other LP desuperheater/attemperator problems
800 | Miscellaneous | Heat Recovery Steam Generator (HRSG) | HRSG Boiler Piping System | HRSG Startup Bypass | 6160 | HP Startup bypass system piping (including drain lines up to heaters or condenser) - Greater than 600 PSIG
850 | Combined Cycle Block | Heat Recovery Steam Generator (HRSG) | HRSG Boiler Piping System | HRSG Startup Bypass | 6160 | HP Startup bypass system piping (including drain lines up to heaters or condenser) - Greater than 600 PSIG
851 | CC GT units | Heat Recovery Steam Generator (HRSG) | HRSG Boiler Piping System | HRSG Startup Bypass | 6160 | HP Startup bypass system piping (including drain lines up to heaters or condenser) - Greater than 600 PSIG
852 | CC steam units | Heat Recovery Steam Generator (HRSG) | HRSG Boiler Piping System | HRSG Startup Bypass | 6160 | HP Startup bypass system piping (including drain lines up to heaters or condenser) - Greater than 600 PSIG
860 | Co-generator Block | Heat Recovery Steam Generator (HRSG) | HRSG Boiler Piping System | HRSG Startup Bypass | 6160 | HP Startup bypass system piping (including drain lines up to heaters or condenser) - Greater than 600 PSIG
861 | CoG GT units | Heat Recovery Steam Generator (HRSG) | HRSG Boiler Piping System | HRSG Startup Bypass | 6160 | HP Startup bypass system piping (including drain lines up to heaters or condenser) - Greater than 600 PSIG
862 | CoG steam units | Heat Recovery Steam Generator (HRSG) | HRSG Boiler Piping System | HRSG Startup Bypass | 6160 | HP Startup bypass system piping (including drain lines up to heaters or condenser) - Greater than 600 PSIG
800 | Miscellaneous | Heat Recovery Steam Generator (HRSG) | HRSG Boiler Piping System | HRSG Startup Bypass | 6161 | HP Startup bypass system valves
850 | Combined Cycle Block | Heat Recovery Steam Generator (HRSG) | HRSG Boiler Piping System | HRSG Startup Bypass | 6161 | HP Startup bypass system valves
851 | CC GT units | Heat Recovery Steam Generator (HRSG) | HRSG Boiler Piping System | HRSG Startup Bypass | 6161 | HP Startup bypass system valves
852 | CC steam units | Heat Recovery Steam Generator (HRSG) | HRSG Boiler Piping System | HRSG Startup Bypass | 6161 | HP Startup bypass system valves
860 | Co-generator Block | Heat Recovery Steam Generator (HRSG) | HRSG Boiler Piping System | HRSG Startup Bypass | 6161 | HP Startup bypass system valves
861 | CoG GT units | Heat Recovery Steam Generator (HRSG) | HRSG Boiler Piping System | HRSG Startup Bypass | 6161 | HP Startup bypass system valves
862 | CoG steam units | Heat Recovery Steam Generator (HRSG) | HRSG Boiler Piping System | HRSG Startup Bypass | 6161 | HP Startup bypass system valves
800 | Miscellaneous | Heat Recovery Steam Generator (HRSG) | HRSG Boiler Piping System | HRSG Startup Bypass | 6162 | HP Startup bypass tanks or flash tanks
850 | Combined Cycle Block | Heat Recovery Steam Generator (HRSG) | HRSG Boiler Piping System | HRSG Startup Bypass | 6162 | HP Startup bypass tanks or flash tanks
851 | CC GT units | Heat Recovery Steam Generator (HRSG) | HRSG Boiler Piping System | HRSG Startup Bypass | 6162 | HP Startup bypass tanks or flash tanks
852 | CC steam units | Heat Recovery Steam Generator (HRSG) | HRSG Boiler Piping System | HRSG Startup Bypass | 6162 | HP Startup bypass tanks or flash tanks
860 | Co-generator Block | Heat Recovery Steam Generator (HRSG) | HRSG Boiler Piping System | HRSG Startup Bypass | 6162 | HP Startup bypass tanks or flash tanks
861 | CoG GT units | Heat Recovery Steam Generator (HRSG) | HRSG Boiler Piping System | HRSG Startup Bypass | 6162 | HP Startup bypass tanks or flash tanks
862 | CoG steam units | Heat Recovery Steam Generator (HRSG) | HRSG Boiler Piping System | HRSG Startup Bypass | 6162 | HP Startup bypass tanks or flash tanks
800 | Miscellaneous | Heat Recovery Steam Generator (HRSG) | HRSG Boiler Piping System | HRSG Startup Bypass | 6163 | Other HP startup bypass system problems
850 | Combined Cycle Block | Heat Recovery Steam Generator (HRSG) | HRSG Boiler Piping System | HRSG Startup Bypass | 6163 | Other HP startup bypass system problems
851 | CC GT units | Heat Recovery Steam Generator (HRSG) | HRSG Boiler Piping System | HRSG Startup Bypass | 6163 | Other HP startup bypass system problems
852 | CC steam units | Heat Recovery Steam Generator (HRSG) | HRSG Boiler Piping System | HRSG Startup Bypass | 6163 | Other HP startup bypass system problems
860 | Co-generator Block | Heat Recovery Steam Generator (HRSG) | HRSG Boiler Piping System | HRSG Startup Bypass | 6163 | Other HP startup bypass system problems
861 | CoG GT units | Heat Recovery Steam Generator (HRSG) | HRSG Boiler Piping System | HRSG Startup Bypass | 6163 | Other HP startup bypass system problems
862 | CoG steam units | Heat Recovery Steam Generator (HRSG) | HRSG Boiler Piping System | HRSG Startup Bypass | 6163 | Other HP startup bypass system problems
800 | Miscellaneous | Heat Recovery Steam Generator (HRSG) | HRSG Boiler Piping System | HRSG Startup Bypass | 6164 | HP startup bypass instrumentation and controls
850 | Combined Cycle Block | Heat Recovery Steam Generator (HRSG) | HRSG Boiler Piping System | HRSG Startup Bypass | 6164 | HP startup bypass instrumentation and controls
851 | CC GT units | Heat Recovery Steam Generator (HRSG) | HRSG Boiler Piping System | HRSG Startup Bypass | 6164 | HP startup bypass instrumentation and controls
852 | CC steam units | Heat Recovery Steam Generator (HRSG) | HRSG Boiler Piping System | HRSG Startup Bypass | 6164 | HP startup bypass instrumentation and controls
860 | Co-generator Block | Heat Recovery Steam Generator (HRSG) | HRSG Boiler Piping System | HRSG Startup Bypass | 6164 | HP startup bypass instrumentation and controls
861 | CoG GT units | Heat Recovery Steam Generator (HRSG) | HRSG Boiler Piping System | HRSG Startup Bypass | 6164 | HP startup bypass instrumentation and controls
862 | CoG steam units | Heat Recovery Steam Generator (HRSG) | HRSG Boiler Piping System | HRSG Startup Bypass | 6164 | HP startup bypass instrumentation and controls
800 | Miscellaneous | Heat Recovery Steam Generator (HRSG) | HRSG Boiler Piping System | HRSG Startup Bypass | 6170 | IP Startup bypass system piping (including drain lines up to heaters or condenser) - Between 200-600 PSIG
850 | Combined Cycle Block | Heat Recovery Steam Generator (HRSG) | HRSG Boiler Piping System | HRSG Startup Bypass | 6170 | IP Startup bypass system piping (including drain lines up to heaters or condenser) - Between 200-600 PSIG
851 | CC GT units | Heat Recovery Steam Generator (HRSG) | HRSG Boiler Piping System | HRSG Startup Bypass | 6170 | IP Startup bypass system piping (including drain lines up to heaters or condenser) - Between 200-600 PSIG
852 | CC steam units | Heat Recovery Steam Generator (HRSG) | HRSG Boiler Piping System | HRSG Startup Bypass | 6170 | IP Startup bypass system piping (including drain lines up to heaters or condenser) - Between 200-600 PSIG
860 | Co-generator Block | Heat Recovery Steam Generator (HRSG) | HRSG Boiler Piping System | HRSG Startup Bypass | 6170 | IP Startup bypass system piping (including drain lines up to heaters or condenser) - Between 200-600 PSIG
861 | CoG GT units | Heat Recovery Steam Generator (HRSG) | HRSG Boiler Piping System | HRSG Startup Bypass | 6170 | IP Startup bypass system piping (including drain lines up to heaters or condenser) - Between 200-600 PSIG
862 | CoG steam units | Heat Recovery Steam Generator (HRSG) | HRSG Boiler Piping System | HRSG Startup Bypass | 6170 | IP Startup bypass system piping (including drain lines up to heaters or condenser) - Between 200-600 PSIG
800 | Miscellaneous | Heat Recovery Steam Generator (HRSG) | HRSG Boiler Piping System | HRSG Startup Bypass | 6171 | IP Startup bypass system valves
850 | Combined Cycle Block | Heat Recovery Steam Generator (HRSG) | HRSG Boiler Piping System | HRSG Startup Bypass | 6171 | IP Startup bypass system valves
851 | CC GT units | Heat Recovery Steam Generator (HRSG) | HRSG Boiler Piping System | HRSG Startup Bypass | 6171 | IP Startup bypass system valves
852 | CC steam units | Heat Recovery Steam Generator (HRSG) | HRSG Boiler Piping System | HRSG Startup Bypass | 6171 | IP Startup bypass system valves
860 | Co-generator Block | Heat Recovery Steam Generator (HRSG) | HRSG Boiler Piping System | HRSG Startup Bypass | 6171 | IP Startup bypass system valves
861 | CoG GT units | Heat Recovery Steam Generator (HRSG) | HRSG Boiler Piping System | HRSG Startup Bypass | 6171 | IP Startup bypass system valves
862 | CoG steam units | Heat Recovery Steam Generator (HRSG) | HRSG Boiler Piping System | HRSG Startup Bypass | 6171 | IP Startup bypass system valves
800 | Miscellaneous | Heat Recovery Steam Generator (HRSG) | HRSG Boiler Piping System | HRSG Startup Bypass | 6172 | IP Startup bypass tanks or flash tanks
850 | Combined Cycle Block | Heat Recovery Steam Generator (HRSG) | HRSG Boiler Piping System | HRSG Startup Bypass | 6172 | IP Startup bypass tanks or flash tanks
851 | CC GT units | Heat Recovery Steam Generator (HRSG) | HRSG Boiler Piping System | HRSG Startup Bypass | 6172 | IP Startup bypass tanks or flash tanks
852 | CC steam units | Heat Recovery Steam Generator (HRSG) | HRSG Boiler Piping System | HRSG Startup Bypass | 6172 | IP Startup bypass tanks or flash tanks
860 | Co-generator Block | Heat Recovery Steam Generator (HRSG) | HRSG Boiler Piping System | HRSG Startup Bypass | 6172 | IP Startup bypass tanks or flash tanks
861 | CoG GT units | Heat Recovery Steam Generator (HRSG) | HRSG Boiler Piping System | HRSG Startup Bypass | 6172 | IP Startup bypass tanks or flash tanks
862 | CoG steam units | Heat Recovery Steam Generator (HRSG) | HRSG Boiler Piping System | HRSG Startup Bypass | 6172 | IP Startup bypass tanks or flash tanks
800 | Miscellaneous | Heat Recovery Steam Generator (HRSG) | HRSG Boiler Piping System | HRSG Startup Bypass | 6173 | Other IP startup bypass system problems
850 | Combined Cycle Block | Heat Recovery Steam Generator (HRSG) | HRSG Boiler Piping System | HRSG Startup Bypass | 6173 | Other IP startup bypass system problems
851 | CC GT units | Heat Recovery Steam Generator (HRSG) | HRSG Boiler Piping System | HRSG Startup Bypass | 6173 | Other IP startup bypass system problems
852 | CC steam units | Heat Recovery Steam Generator (HRSG) | HRSG Boiler Piping System | HRSG Startup Bypass | 6173 | Other IP startup bypass system problems
860 | Co-generator Block | Heat Recovery Steam Generator (HRSG) | HRSG Boiler Piping System | HRSG Startup Bypass | 6173 | Other IP startup bypass system problems
861 | CoG GT units | Heat Recovery Steam Generator (HRSG) | HRSG Boiler Piping System | HRSG Startup Bypass | 6173 | Other IP startup bypass system problems
862 | CoG steam units | Heat Recovery Steam Generator (HRSG) | HRSG Boiler Piping System | HRSG Startup Bypass | 6173 | Other IP startup bypass system problems
800 | Miscellaneous | Heat Recovery Steam Generator (HRSG) | HRSG Boiler Piping System | HRSG Startup Bypass | 6174 | IP startup bypass instrumentation and controls
850 | Combined Cycle Block | Heat Recovery Steam Generator (HRSG) | HRSG Boiler Piping System | HRSG Startup Bypass | 6174 | IP startup bypass instrumentation and controls
851 | CC GT units | Heat Recovery Steam Generator (HRSG) | HRSG Boiler Piping System | HRSG Startup Bypass | 6174 | IP startup bypass instrumentation and controls
852 | CC steam units | Heat Recovery Steam Generator (HRSG) | HRSG Boiler Piping System | HRSG Startup Bypass | 6174 | IP startup bypass instrumentation and controls
860 | Co-generator Block | Heat Recovery Steam Generator (HRSG) | HRSG Boiler Piping System | HRSG Startup Bypass | 6174 | IP startup bypass instrumentation and controls
861 | CoG GT units | Heat Recovery Steam Generator (HRSG) | HRSG Boiler Piping System | HRSG Startup Bypass | 6174 | IP startup bypass instrumentation and controls
862 | CoG steam units | Heat Recovery Steam Generator (HRSG) | HRSG Boiler Piping System | HRSG Startup Bypass | 6174 | IP startup bypass instrumentation and controls
800 | Miscellaneous | Heat Recovery Steam Generator (HRSG) | HRSG Boiler Piping System | HRSG Startup Bypass | 6180 | LP Startup bypass system piping (including drain lines up to heaters or condenser) - Less than 200 PSIG
850 | Combined Cycle Block | Heat Recovery Steam Generator (HRSG) | HRSG Boiler Piping System | HRSG Startup Bypass | 6180 | LP Startup bypass system piping (including drain lines up to heaters or condenser) - Less than 200 PSIG
851 | CC GT units | Heat Recovery Steam Generator (HRSG) | HRSG Boiler Piping System | HRSG Startup Bypass | 6180 | LP Startup bypass system piping (including drain lines up to heaters or condenser) - Less than 200 PSIG
852 | CC steam units | Heat Recovery Steam Generator (HRSG) | HRSG Boiler Piping System | HRSG Startup Bypass | 6180 | LP Startup bypass system piping (including drain lines up to heaters or condenser) - Less than 200 PSIG
860 | Co-generator Block | Heat Recovery Steam Generator (HRSG) | HRSG Boiler Piping System | HRSG Startup Bypass | 6180 | LP Startup bypass system piping (including drain lines up to heaters or condenser) - Less than 200 PSIG
861 | CoG GT units | Heat Recovery Steam Generator (HRSG) | HRSG Boiler Piping System | HRSG Startup Bypass | 6180 | LP Startup bypass system piping (including drain lines up to heaters or condenser) - Less than 200 PSIG
862 | CoG steam units | Heat Recovery Steam Generator (HRSG) | HRSG Boiler Piping System | HRSG Startup Bypass | 6180 | LP Startup bypass system piping (including drain lines up to heaters or condenser) - Less than 200 PSIG
800 | Miscellaneous | Heat Recovery Steam Generator (HRSG) | HRSG Boiler Piping System | HRSG Startup Bypass | 6181 | LP Startup bypass system valves
850 | Combined Cycle Block | Heat Recovery Steam Generator (HRSG) | HRSG Boiler Piping System | HRSG Startup Bypass | 6181 | LP Startup bypass system valves
851 | CC GT units | Heat Recovery Steam Generator (HRSG) | HRSG Boiler Piping System | HRSG Startup Bypass | 6181 | LP Startup bypass system valves
852 | CC steam units | Heat Recovery Steam Generator (HRSG) | HRSG Boiler Piping System | HRSG Startup Bypass | 6181 | LP Startup bypass system valves
860 | Co-generator Block | Heat Recovery Steam Generator (HRSG) | HRSG Boiler Piping System | HRSG Startup Bypass | 6181 | LP Startup bypass system valves
861 | CoG GT units | Heat Recovery Steam Generator (HRSG) | HRSG Boiler Piping System | HRSG Startup Bypass | 6181 | LP Startup bypass system valves
862 | CoG steam units | Heat Recovery Steam Generator (HRSG) | HRSG Boiler Piping System | HRSG Startup Bypass | 6181 | LP Startup bypass system valves
800 | Miscellaneous | Heat Recovery Steam Generator (HRSG) | HRSG Boiler Piping System | HRSG Startup Bypass | 6182 | LP Startup bypass tanks or flash tanks
850 | Combined Cycle Block | Heat Recovery Steam Generator (HRSG) | HRSG Boiler Piping System | HRSG Startup Bypass | 6182 | LP Startup bypass tanks or flash tanks
851 | CC GT units | Heat Recovery Steam Generator (HRSG) | HRSG Boiler Piping System | HRSG Startup Bypass | 6182 | LP Startup bypass tanks or flash tanks
852 | CC steam units | Heat Recovery Steam Generator (HRSG) | HRSG Boiler Piping System | HRSG Startup Bypass | 6182 | LP Startup bypass tanks or flash tanks
860 | Co-generator Block | Heat Recovery Steam Generator (HRSG) | HRSG Boiler Piping System | HRSG Startup Bypass | 6182 | LP Startup bypass tanks or flash tanks
861 | CoG GT units | Heat Recovery Steam Generator (HRSG) | HRSG Boiler Piping System | HRSG Startup Bypass | 6182 | LP Startup bypass tanks or flash tanks
862 | CoG steam units | Heat Recovery Steam Generator (HRSG) | HRSG Boiler Piping System | HRSG Startup Bypass | 6182 | LP Startup bypass tanks or flash tanks
800 | Miscellaneous | Heat Recovery Steam Generator (HRSG) | HRSG Boiler Piping System | HRSG Startup Bypass | 6183 | Other LP startup bypass system problems
850 | Combined Cycle Block | Heat Recovery Steam Generator (HRSG) | HRSG Boiler Piping System | HRSG Startup Bypass | 6183 | Other LP startup bypass system problems
851 | CC GT units | Heat Recovery Steam Generator (HRSG) | HRSG Boiler Piping System | HRSG Startup Bypass | 6183 | Other LP startup bypass system problems
852 | CC steam units | Heat Recovery Steam Generator (HRSG) | HRSG Boiler Piping System | HRSG Startup Bypass | 6183 | Other LP startup bypass system problems
860 | Co-generator Block | Heat Recovery Steam Generator (HRSG) | HRSG Boiler Piping System | HRSG Startup Bypass | 6183 | Other LP startup bypass system problems
861 | CoG GT units | Heat Recovery Steam Generator (HRSG) | HRSG Boiler Piping System | HRSG Startup Bypass | 6183 | Other LP startup bypass system problems
862 | CoG steam units | Heat Recovery Steam Generator (HRSG) | HRSG Boiler Piping System | HRSG Startup Bypass | 6183 | Other LP startup bypass system problems
800 | Miscellaneous | Heat Recovery Steam Generator (HRSG) | HRSG Boiler Piping System | HRSG Startup Bypass | 6184 | LP startup bypass instrumentation and controls
850 | Combined Cycle Block | Heat Recovery Steam Generator (HRSG) | HRSG Boiler Piping System | HRSG Startup Bypass | 6184 | LP startup bypass instrumentation and controls
851 | CC GT units | Heat Recovery Steam Generator (HRSG) | HRSG Boiler Piping System | HRSG Startup Bypass | 6184 | LP startup bypass instrumentation and controls
852 | CC steam units | Heat Recovery Steam Generator (HRSG) | HRSG Boiler Piping System | HRSG Startup Bypass | 6184 | LP startup bypass instrumentation and controls
860 | Co-generator Block | Heat Recovery Steam Generator (HRSG) | HRSG Boiler Piping System | HRSG Startup Bypass | 6184 | LP startup bypass instrumentation and controls
861 | CoG GT units | Heat Recovery Steam Generator (HRSG) | HRSG Boiler Piping System | HRSG Startup Bypass | 6184 | LP startup bypass instrumentation and controls
862 | CoG steam units | Heat Recovery Steam Generator (HRSG) | HRSG Boiler Piping System | HRSG Startup Bypass | 6184 | LP startup bypass instrumentation and controls
800 | Miscellaneous | Miscellaneous | Instruments and Controls |  | 6200 | Combined cycle instruments and controls. (Report instruments and controls specific to the gas turbine, steam turbine, boiler, generator, or balance of plant using the codes for the appropriate piece of equipment.)
810 | Multi-boiler/Multi-turbine | Miscellaneous | Instruments and Controls |  | 6200 | Combined cycle instruments and controls. (Report instruments and controls specific to the gas turbine, steam turbine, boiler, generator, or balance of plant using the codes for the appropriate piece of equipment.)
850 | Combined Cycle Block | Miscellaneous | Instruments and Controls |  | 6200 | Combined cycle instruments and controls. (Report instruments and controls specific to the gas turbine, steam turbine, boiler, generator, or balance of plant using the codes for the appropriate piece of equipment.)
851 | CC GT units | Miscellaneous | Instruments and Controls |  | 6200 | Combined cycle instruments and controls. (Report instruments and controls specific to the gas turbine, steam turbine, boiler, generator, or balance of plant using the codes for the appropriate piece of equipment.)
852 | CC steam units | Miscellaneous | Instruments and Controls |  | 6200 | Combined cycle instruments and controls. (Report instruments and controls specific to the gas turbine, steam turbine, boiler, generator, or balance of plant using the codes for the appropriate piece of equipment.)
860 | Co-generator Block | Miscellaneous | Instruments and Controls |  | 6200 | Combined cycle instruments and controls. (Report instruments and controls specific to the gas turbine, steam turbine, boiler, generator, or balance of plant using the codes for the appropriate piece of equipment.)
861 | CoG GT units | Miscellaneous | Instruments and Controls |  | 6200 | Combined cycle instruments and controls. (Report instruments and controls specific to the gas turbine, steam turbine, boiler, generator, or balance of plant using the codes for the appropriate piece of equipment.)
862 | CoG steam units | Miscellaneous | Instruments and Controls |  | 6200 | Combined cycle instruments and controls. (Report instruments and controls specific to the gas turbine, steam turbine, boiler, generator, or balance of plant using the codes for the appropriate piece of equipment.)
800 | Miscellaneous | Balance of Plant | Auxiliary Systems | Miscellaneous (Auxiliary Systems) | 6299 | Other combined cycle block problems (Use other gas turbine problem codes, other steam turbine codes, etc., whenever appropriate.)
810 | Multi-boiler/Multi-turbine | Balance of Plant | Auxiliary Systems | Miscellaneous (Auxiliary Systems) | 6299 | Other combined cycle block problems (Use other gas turbine problem codes, other steam turbine codes, etc., whenever appropriate.)
850 | Combined Cycle Block | Balance of Plant | Auxiliary Systems | Miscellaneous (Auxiliary Systems) | 6299 | Other combined cycle block problems (Use other gas turbine problem codes, other steam turbine codes, etc., whenever appropriate.)
851 | CC GT units | Balance of Plant | Auxiliary Systems | Miscellaneous (Auxiliary Systems) | 6299 | Other combined cycle block problems (Use other gas turbine problem codes, other steam turbine codes, etc., whenever appropriate.)
852 | CC steam units | Balance of Plant | Auxiliary Systems | Miscellaneous (Auxiliary Systems) | 6299 | Other combined cycle block problems (Use other gas turbine problem codes, other steam turbine codes, etc., whenever appropriate.)
860 | Co-generator Block | Balance of Plant | Auxiliary Systems | Miscellaneous (Auxiliary Systems) | 6299 | Other combined cycle block problems (Use other gas turbine problem codes, other steam turbine codes, etc., whenever appropriate.)
861 | CoG GT units | Balance of Plant | Auxiliary Systems | Miscellaneous (Auxiliary Systems) | 6299 | Other combined cycle block problems (Use other gas turbine problem codes, other steam turbine codes, etc., whenever appropriate.)
862 | CoG steam units | Balance of Plant | Auxiliary Systems | Miscellaneous (Auxiliary Systems) | 6299 | Other combined cycle block problems (Use other gas turbine problem codes, other steam turbine codes, etc., whenever appropriate.)
800 | Miscellaneous | Balance of Plant | Auxiliary Systems | Miscellaneous (Auxiliary Systems) | 6399 | Other coal gasification equipment problems
810 | Multi-boiler/Multi-turbine | Balance of Plant | Auxiliary Systems | Miscellaneous (Auxiliary Systems) | 6399 | Other coal gasification equipment problems
850 | Combined Cycle Block | Balance of Plant | Auxiliary Systems | Miscellaneous (Auxiliary Systems) | 6399 | Other coal gasification equipment problems
851 | CC GT units | Balance of Plant | Auxiliary Systems | Miscellaneous (Auxiliary Systems) | 6399 | Other coal gasification equipment problems
852 | CC steam units | Balance of Plant | Auxiliary Systems | Miscellaneous (Auxiliary Systems) | 6399 | Other coal gasification equipment problems
860 | Co-generator Block | Balance of Plant | Auxiliary Systems | Miscellaneous (Auxiliary Systems) | 6399 | Other coal gasification equipment problems
861 | CoG GT units | Balance of Plant | Auxiliary Systems | Miscellaneous (Auxiliary Systems) | 6399 | Other coal gasification equipment problems
862 | CoG steam units | Balance of Plant | Auxiliary Systems | Miscellaneous (Auxiliary Systems) | 6399 | Other coal gasification equipment problems
800 | Miscellaneous | Miscellaneous | Plant and Auxiliaries |  | 6410 | Steam wells/steam field piping problems
830 | Geothermal | Miscellaneous | Plant and Auxiliaries |  | 6410 | Steam wells/steam field piping problems
800 | Miscellaneous | Miscellaneous | Plant and Auxiliaries |  | 6415 | Low steam pressure
830 | Geothermal | Miscellaneous | Plant and Auxiliaries |  | 6415 | Low steam pressure
800 | Miscellaneous | Miscellaneous | Plant and Auxiliaries |  | 6420 | Condensate reinjection system
830 | Geothermal | Miscellaneous | Plant and Auxiliaries |  | 6420 | Condensate reinjection system
800 | Miscellaneous | Miscellaneous | Plant and Auxiliaries |  | 6430 | Unit H2S emission limitations - regulatory
830 | Geothermal | Miscellaneous | Plant and Auxiliaries |  | 6430 | Unit H2S emission limitations - regulatory
800 | Miscellaneous | Miscellaneous | Plant and Auxiliaries |  | 6435 | Steam field H2S emission limitations - regulatory
830 | Geothermal | Miscellaneous | Plant and Auxiliaries |  | 6435 | Steam field H2S emission limitations - regulatory
800 | Miscellaneous | Miscellaneous | Plant and Auxiliaries |  | 6440 | H2S abatement system problems - general
830 | Geothermal | Miscellaneous | Plant and Auxiliaries |  | 6440 | H2S abatement system problems - general
800 | Miscellaneous | Miscellaneous | Plant and Auxiliaries |  | 6450 | Heat exchanger problems due to H2S abatement system
830 | Geothermal | Miscellaneous | Plant and Auxiliaries |  | 6450 | Heat exchanger problems due to H2S abatement system
800 | Miscellaneous | Miscellaneous | Plant and Auxiliaries |  | 6460 | Condenser problems due to H2S abatement system
830 | Geothermal | Miscellaneous | Plant and Auxiliaries |  | 6460 | Condenser problems due to H2S abatement system
800 | Miscellaneous | Miscellaneous | Plant and Auxiliaries |  | 6470 | Cooling tower problems due to H2S abatement system
830 | Geothermal | Miscellaneous | Plant and Auxiliaries |  | 6470 | Cooling tower problems due to H2S abatement system
800 | Miscellaneous | Miscellaneous | Plant and Auxiliaries |  | 6480 | Steam strainer plugging - mineral deposits
830 | Geothermal | Miscellaneous | Plant and Auxiliaries |  | 6480 | Steam strainer plugging - mineral deposits
800 | Miscellaneous | Miscellaneous | Plant and Auxiliaries |  | 6490 | Turbine plugging - mineral deposits
830 | Geothermal | Miscellaneous | Plant and Auxiliaries |  | 6490 | Turbine plugging - mineral deposits
800 | Miscellaneous | Miscellaneous | Plant and Auxiliaries |  | 6499 | Geothermal
830 | Geothermal | Miscellaneous | Plant and Auxiliaries |  | 6499 | Geothermal
500 | Pumped Storage/Hydro | Hydro Turbine/Pump | Turbine |  | 7000 | Shaft
800 | Miscellaneous | Hydro Turbine/Pump | Turbine |  | 7000 | Shaft
500 | Pumped Storage/Hydro | Hydro Turbine/Pump | Turbine |  | 7001 | Shaft packing
800 | Miscellaneous | Hydro Turbine/Pump | Turbine |  | 7001 | Shaft packing
500 | Pumped Storage/Hydro | Hydro Turbine/Pump | Turbine |  | 7003 | Lube oil system (use code 7007 to report bearing failures due to lube oil problems)
800 | Miscellaneous | Hydro Turbine/Pump | Turbine |  | 7003 | Lube oil system (use code 7007 to report bearing failures due to lube oil problems)
500 | Pumped Storage/Hydro | Hydro Turbine/Pump | Turbine |  | 7007 | Bearings
800 | Miscellaneous | Hydro Turbine/Pump | Turbine |  | 7007 | Bearings
500 | Pumped Storage/Hydro | Hydro Turbine/Pump | Turbine |  | 7008 | Bearing cooling system
800 | Miscellaneous | Hydro Turbine/Pump | Turbine |  | 7008 | Bearing cooling system
500 | Pumped Storage/Hydro | Hydro Turbine/Pump | Turbine |  | 7009 | Bearing oil system
800 | Miscellaneous | Hydro Turbine/Pump | Turbine |  | 7009 | Bearing oil system
500 | Pumped Storage/Hydro | Hydro Turbine/Pump | Turbine |  | 7010 | Runner cavitation damage
800 | Miscellaneous | Hydro Turbine/Pump | Turbine |  | 7010 | Runner cavitation damage
500 | Pumped Storage/Hydro | Hydro Turbine/Pump | Turbine |  | 7011 | Other runner problems
800 | Miscellaneous | Hydro Turbine/Pump | Turbine |  | 7011 | Other runner problems
500 | Pumped Storage/Hydro | Hydro Turbine/Pump | Turbine |  | 7012 | Casing, wear ring, or liner cavitation damage
800 | Miscellaneous | Hydro Turbine/Pump | Turbine |  | 7012 | Casing, wear ring, or liner cavitation damage
500 | Pumped Storage/Hydro | Hydro Turbine/Pump | Turbine |  | 7014 | Blade or bucket cracking
800 | Miscellaneous | Hydro Turbine/Pump | Turbine |  | 7014 | Blade or bucket cracking
500 | Pumped Storage/Hydro | Hydro Turbine/Pump | Turbine |  | 7020 | Nozzle assembly
800 | Miscellaneous | Hydro Turbine/Pump | Turbine |  | 7020 | Nozzle assembly
500 | Pumped Storage/Hydro | Hydro Turbine/Pump | Turbine |  | 7030 | Vibration (Only for unbalance, report bearing failure, etc., in appropriate category)
800 | Miscellaneous | Hydro Turbine/Pump | Turbine |  | 7030 | Vibration (Only for unbalance, report bearing failure, etc., in appropriate category)
500 | Pumped Storage/Hydro | Hydro Turbine/Pump | Turbine |  | 7040 | Turbine overhaul
800 | Miscellaneous | Hydro Turbine/Pump | Turbine |  | 7040 | Turbine overhaul
500 | Pumped Storage/Hydro | Hydro Turbine/Pump | Turbine |  | 7050 | Turbine governor
800 | Miscellaneous | Hydro Turbine/Pump | Turbine |  | 7050 | Turbine governor
500 | Pumped Storage/Hydro | Hydro Turbine/Pump | Turbine |  | 7052 | Other turbine control problems (Report specific wicket gate controls, etc., using the code for the appropriate equipment item.)
800 | Miscellaneous | Hydro Turbine/Pump | Turbine |  | 7052 | Other turbine control problems (Report specific wicket gate controls, etc., using the code for the appropriate equipment item.)
500 | Pumped Storage/Hydro | Hydro Turbine/Pump | Turbine |  | 7053 | Governor oil system
800 | Miscellaneous | Hydro Turbine/Pump | Turbine |  | 7053 | Governor oil system
500 | Pumped Storage/Hydro | Hydro Turbine/Pump | Turbine |  | 7070 | Speed Increaser
800 | Miscellaneous | Hydro Turbine/Pump | Turbine |  | 7070 | Speed Increaser
500 | Pumped Storage/Hydro | Hydro Turbine/Pump | Turbine |  | 7099 | Other turbine problems
800 | Miscellaneous | Hydro Turbine/Pump | Turbine |  | 7099 | Other turbine problems
500 | Pumped Storage/Hydro | Hydro Turbine/Pump | Water Supply/Discharge |  | 7100 | Upper reservoir dams and dikes
800 | Miscellaneous | Hydro Turbine/Pump | Water Supply/Discharge |  | 7100 | Upper reservoir dams and dikes
500 | Pumped Storage/Hydro | Hydro Turbine/Pump | Water Supply/Discharge |  | 7101 | Lower reservoir dams and dikes
800 | Miscellaneous | Hydro Turbine/Pump | Water Supply/Discharge |  | 7101 | Lower reservoir dams and dikes
500 | Pumped Storage/Hydro | Hydro Turbine/Pump | Water Supply/Discharge |  | 7102 | Auxiliary reservoir dams and dikes
800 | Miscellaneous | Hydro Turbine/Pump | Water Supply/Discharge |  | 7102 | Auxiliary reservoir dams and dikes
500 | Pumped Storage/Hydro | Hydro Turbine/Pump | Water Supply/Discharge |  | 7110 | Intake channel or flume (including trash racks)
800 | Miscellaneous | Hydro Turbine/Pump | Water Supply/Discharge |  | 7110 | Intake channel or flume (including trash racks)
500 | Pumped Storage/Hydro | Hydro Turbine/Pump | Water Supply/Discharge |  | 7111 | Intake tunnel
800 | Miscellaneous | Hydro Turbine/Pump | Water Supply/Discharge |  | 7111 | Intake tunnel
500 | Pumped Storage/Hydro | Hydro Turbine/Pump | Water Supply/Discharge |  | 7112 | Ice blockages at intake structures including frazil ice, sheets, blocks of ice, etc.
500 | Pumped Storage/Hydro | Hydro Turbine/Pump | Water Supply/Discharge |  | 7120 | Headgates
800 | Miscellaneous | Hydro Turbine/Pump | Water Supply/Discharge |  | 7120 | Headgates
500 | Pumped Storage/Hydro | Hydro Turbine/Pump | Water Supply/Discharge |  | 7121 | Shutoff valves
800 | Miscellaneous | Hydro Turbine/Pump | Water Supply/Discharge |  | 7121 | Shutoff valves
500 | Pumped Storage/Hydro | Hydro Turbine/Pump | Water Supply/Discharge |  | 7123 | Shutoff valve bypass line and valve
800 | Miscellaneous | Hydro Turbine/Pump | Water Supply/Discharge |  | 7123 | Shutoff valve bypass line and valve
500 | Pumped Storage/Hydro | Hydro Turbine/Pump | Water Supply/Discharge |  | 7124 | Penstock
800 | Miscellaneous | Hydro Turbine/Pump | Water Supply/Discharge |  | 7124 | Penstock
500 | Pumped Storage/Hydro | Hydro Turbine/Pump | Water Supply/Discharge |  | 7130 | Spiral case
800 | Miscellaneous | Hydro Turbine/Pump | Water Supply/Discharge |  | 7130 | Spiral case
500 | Pumped Storage/Hydro | Hydro Turbine/Pump | Water Supply/Discharge |  | 7140 | Wicket gate assembly
800 | Miscellaneous | Hydro Turbine/Pump | Water Supply/Discharge |  | 7140 | Wicket gate assembly
500 | Pumped Storage/Hydro | Hydro Turbine/Pump | Water Supply/Discharge |  | 7141 | Wicket gate operating mechanism or positioner
800 | Miscellaneous | Hydro Turbine/Pump | Water Supply/Discharge |  | 7141 | Wicket gate operating mechanism or positioner
500 | Pumped Storage/Hydro | Hydro Turbine/Pump | Water Supply/Discharge |  | 7142 | Wicket gate shear pin
800 | Miscellaneous | Hydro Turbine/Pump | Water Supply/Discharge |  | 7142 | Wicket gate shear pin
500 | Pumped Storage/Hydro | Hydro Turbine/Pump | Water Supply/Discharge |  | 7150 | Stay vanes
800 | Miscellaneous | Hydro Turbine/Pump | Water Supply/Discharge |  | 7150 | Stay vanes
500 | Pumped Storage/Hydro | Hydro Turbine/Pump | Water Supply/Discharge |  | 7160 | Pressure regulating valve
800 | Miscellaneous | Hydro Turbine/Pump | Water Supply/Discharge |  | 7160 | Pressure regulating valve
500 | Pumped Storage/Hydro | Hydro Turbine/Pump | Water Supply/Discharge |  | 7161 | Pressure regulating valve operator or positioner
800 | Miscellaneous | Hydro Turbine/Pump | Water Supply/Discharge |  | 7161 | Pressure regulating valve operator or positioner
500 | Pumped Storage/Hydro | Hydro Turbine/Pump | Water Supply/Discharge |  | 7162 | Relief valve and vacuum breakers
800 | Miscellaneous | Hydro Turbine/Pump | Water Supply/Discharge |  | 7162 | Relief valve and vacuum breakers
500 | Pumped Storage/Hydro | Hydro Turbine/Pump | Water Supply/Discharge |  | 7170 | Draft tube
800 | Miscellaneous | Hydro Turbine/Pump | Water Supply/Discharge |  | 7170 | Draft tube
500 | Pumped Storage/Hydro | Hydro Turbine/Pump | Water Supply/Discharge |  | 7180 | Tailrace
800 | Miscellaneous | Hydro Turbine/Pump | Water Supply/Discharge |  | 7180 | Tailrace
500 | Pumped Storage/Hydro | Hydro Turbine/Pump | Water Supply/Discharge |  | 7181 | Tail water depressing equipment
800 | Miscellaneous | Hydro Turbine/Pump | Water Supply/Discharge |  | 7181 | Tail water depressing equipment
500 | Pumped Storage/Hydro | Hydro Turbine/Pump | Water Supply/Discharge |  | 7190 | Dewatering and rewatering equipment
800 | Miscellaneous | Hydro Turbine/Pump | Water Supply/Discharge |  | 7190 | Dewatering and rewatering equipment
500 | Pumped Storage/Hydro | Hydro Turbine/Pump | Water Supply/Discharge |  | 7191 | Equalizing line
800 | Miscellaneous | Hydro Turbine/Pump | Water Supply/Discharge |  | 7191 | Equalizing line
500 | Pumped Storage/Hydro | Hydro Turbine/Pump | Water Supply/Discharge |  | 7199 | Other water supply/discharge problems (use for equipment related problems; use codes 9135 or 9320 for lack of water or discharge limit related problems)
800 | Miscellaneous | Hydro Turbine/Pump | Water Supply/Discharge |  | 7199 | Other water supply/discharge problems (use for equipment related problems; use codes 9135 or 9320 for lack of water or discharge limit related problems)
500 | Pumped Storage/Hydro | Hydro Turbine/Pump | Miscellaneous (Hydro Turbine/Pump) |  | 7200 | Major overhaul (use for non-specific overhaul only; see page B-CCGT-2)
800 | Miscellaneous | Hydro Turbine/Pump | Miscellaneous (Hydro Turbine/Pump) |  | 7200 | Major overhaul (use for non-specific overhaul only; see page B-CCGT-2)
500 | Pumped Storage/Hydro | Hydro Turbine/Pump | Miscellaneous (Hydro Turbine/Pump) |  | 7201 | Inspection
800 | Miscellaneous | Hydro Turbine/Pump | Miscellaneous (Hydro Turbine/Pump) |  | 7201 | Inspection
500 | Pumped Storage/Hydro | Hydro Turbine/Pump | Miscellaneous (Hydro Turbine/Pump) |  | 7210 | Canals (including siphons, radial gates, and spills)
800 | Miscellaneous | Hydro Turbine/Pump | Miscellaneous (Hydro Turbine/Pump) |  | 7210 | Canals (including siphons, radial gates, and spills)
500 | Pumped Storage/Hydro | Hydro Turbine/Pump | Miscellaneous (Hydro Turbine/Pump) |  | 7220 | Unit out of service due to common penstock with unit under repair
800 | Miscellaneous | Hydro Turbine/Pump | Miscellaneous (Hydro Turbine/Pump) |  | 7220 | Unit out of service due to common penstock with unit under repair
500 | Pumped Storage/Hydro | Hydro Turbine/Pump | Miscellaneous (Hydro Turbine/Pump) |  | 7230 | Pony motor (pumped storage units only)
800 | Miscellaneous | Hydro Turbine/Pump | Miscellaneous (Hydro Turbine/Pump) |  | 7230 | Pony motor (pumped storage units only)
500 | Pumped Storage/Hydro | Hydro Turbine/Pump | Miscellaneous (Hydro Turbine/Pump) |  | 7240 | Powerhouse substructure
800 | Miscellaneous | Hydro Turbine/Pump | Miscellaneous (Hydro Turbine/Pump) |  | 7240 | Powerhouse substructure
500 | Pumped Storage/Hydro | Hydro Turbine/Pump | Miscellaneous (Hydro Turbine/Pump) |  | 7299 | Other miscellaneous hydro turbine/pump problems (use generator codes and balance of plant electrical and auxiliary codes as appropriate)
800 | Miscellaneous | Hydro Turbine/Pump | Miscellaneous (Hydro Turbine/Pump) |  | 7299 | Other miscellaneous hydro turbine/pump problems (use generator codes and balance of plant electrical and auxiliary codes as appropriate)
500 | Pumped Storage/Hydro | Hydro Turbine/Pump | Miscellaneous (Hydro Turbine/Pump) |  | 7300 | Routine Hydro Planned Outage (reoccurring schedule) (Use 4840 or 7201 for specific inspections.)
800 | Miscellaneous | Hydro Turbine/Pump | Miscellaneous (Hydro Turbine/Pump) |  | 7300 | Routine Hydro Planned Outage (reoccurring schedule) (Use 4840 or 7201 for specific inspections.)
300 | Gas Turbine/Jet Engine (Simple Cycle Operation) | Expander Turbine | Expander Turbine |  | 7800 | Couplings
800 | Miscellaneous | Expander Turbine | Expander Turbine |  | 7800 | Couplings
810 | Multi-boiler/Multi-turbine | Expander Turbine | Expander Turbine |  | 7800 | Couplings
850 | Combined Cycle Block | Expander Turbine | Expander Turbine |  | 7800 | Couplings
851 | CC GT units | Expander Turbine | Expander Turbine |  | 7800 | Couplings
852 | CC steam units | Expander Turbine | Expander Turbine |  | 7800 | Couplings
860 | Co-generator Block | Expander Turbine | Expander Turbine |  | 7800 | Couplings
861 | CoG GT units | Expander Turbine | Expander Turbine |  | 7800 | Couplings
862 | CoG steam units | Expander Turbine | Expander Turbine |  | 7800 | Couplings
300 | Gas Turbine/Jet Engine (Simple Cycle Operation) | Expander Turbine | Expander Turbine |  | 7810 | Shaft
800 | Miscellaneous | Expander Turbine | Expander Turbine |  | 7810 | Shaft
810 | Multi-boiler/Multi-turbine | Expander Turbine | Expander Turbine |  | 7810 | Shaft
850 | Combined Cycle Block | Expander Turbine | Expander Turbine |  | 7810 | Shaft
851 | CC GT units | Expander Turbine | Expander Turbine |  | 7810 | Shaft
852 | CC steam units | Expander Turbine | Expander Turbine |  | 7810 | Shaft
860 | Co-generator Block | Expander Turbine | Expander Turbine |  | 7810 | Shaft
861 | CoG GT units | Expander Turbine | Expander Turbine |  | 7810 | Shaft
862 | CoG steam units | Expander Turbine | Expander Turbine |  | 7810 | Shaft
300 | Gas Turbine/Jet Engine (Simple Cycle Operation) | Expander Turbine | Expander Turbine |  | 7820 | Bearings
800 | Miscellaneous | Expander Turbine | Expander Turbine |  | 7820 | Bearings
810 | Multi-boiler/Multi-turbine | Expander Turbine | Expander Turbine |  | 7820 | Bearings
850 | Combined Cycle Block | Expander Turbine | Expander Turbine |  | 7820 | Bearings
851 | CC GT units | Expander Turbine | Expander Turbine |  | 7820 | Bearings
852 | CC steam units | Expander Turbine | Expander Turbine |  | 7820 | Bearings
860 | Co-generator Block | Expander Turbine | Expander Turbine |  | 7820 | Bearings
861 | CoG GT units | Expander Turbine | Expander Turbine |  | 7820 | Bearings
862 | CoG steam units | Expander Turbine | Expander Turbine |  | 7820 | Bearings
300 | Gas Turbine/Jet Engine (Simple Cycle Operation) | Expander Turbine | Expander Turbine |  | 7830 | Blades
800 | Miscellaneous | Expander Turbine | Expander Turbine |  | 7830 | Blades
810 | Multi-boiler/Multi-turbine | Expander Turbine | Expander Turbine |  | 7830 | Blades
850 | Combined Cycle Block | Expander Turbine | Expander Turbine |  | 7830 | Blades
851 | CC GT units | Expander Turbine | Expander Turbine |  | 7830 | Blades
852 | CC steam units | Expander Turbine | Expander Turbine |  | 7830 | Blades
860 | Co-generator Block | Expander Turbine | Expander Turbine |  | 7830 | Blades
861 | CoG GT units | Expander Turbine | Expander Turbine |  | 7830 | Blades
862 | CoG steam units | Expander Turbine | Expander Turbine |  | 7830 | Blades
300 | Gas Turbine/Jet Engine (Simple Cycle Operation) | Expander Turbine | Expander Turbine |  | 7840 | Discs
800 | Miscellaneous | Expander Turbine | Expander Turbine |  | 7840 | Discs
810 | Multi-boiler/Multi-turbine | Expander Turbine | Expander Turbine |  | 7840 | Discs
850 | Combined Cycle Block | Expander Turbine | Expander Turbine |  | 7840 | Discs
851 | CC GT units | Expander Turbine | Expander Turbine |  | 7840 | Discs
852 | CC steam units | Expander Turbine | Expander Turbine |  | 7840 | Discs
860 | Co-generator Block | Expander Turbine | Expander Turbine |  | 7840 | Discs
861 | CoG GT units | Expander Turbine | Expander Turbine |  | 7840 | Discs
862 | CoG steam units | Expander Turbine | Expander Turbine |  | 7840 | Discs
300 | Gas Turbine/Jet Engine (Simple Cycle Operation) | Expander Turbine | Expander Turbine |  | 7850 | Spacers
800 | Miscellaneous | Expander Turbine | Expander Turbine |  | 7850 | Spacers
810 | Multi-boiler/Multi-turbine | Expander Turbine | Expander Turbine |  | 7850 | Spacers
850 | Combined Cycle Block | Expander Turbine | Expander Turbine |  | 7850 | Spacers
851 | CC GT units | Expander Turbine | Expander Turbine |  | 7850 | Spacers
852 | CC steam units | Expander Turbine | Expander Turbine |  | 7850 | Spacers
860 | Co-generator Block | Expander Turbine | Expander Turbine |  | 7850 | Spacers
861 | CoG GT units | Expander Turbine | Expander Turbine |  | 7850 | Spacers
862 | CoG steam units | Expander Turbine | Expander Turbine |  | 7850 | Spacers
300 | Gas Turbine/Jet Engine (Simple Cycle Operation) | Expander Turbine | Expander Turbine |  | 7860 | Nozzles/vanes
800 | Miscellaneous | Expander Turbine | Expander Turbine |  | 7860 | Nozzles/vanes
810 | Multi-boiler/Multi-turbine | Expander Turbine | Expander Turbine |  | 7860 | Nozzles/vanes
850 | Combined Cycle Block | Expander Turbine | Expander Turbine |  | 7860 | Nozzles/vanes
851 | CC GT units | Expander Turbine | Expander Turbine |  | 7860 | Nozzles/vanes
852 | CC steam units | Expander Turbine | Expander Turbine |  | 7860 | Nozzles/vanes
860 | Co-generator Block | Expander Turbine | Expander Turbine |  | 7860 | Nozzles/vanes
861 | CoG GT units | Expander Turbine | Expander Turbine |  | 7860 | Nozzles/vanes
862 | CoG steam units | Expander Turbine | Expander Turbine |  | 7860 | Nozzles/vanes
300 | Gas Turbine/Jet Engine (Simple Cycle Operation) | Expander Turbine | Expander Turbine |  | 7870 | Heat shields
800 | Miscellaneous | Expander Turbine | Expander Turbine |  | 7870 | Heat shields
810 | Multi-boiler/Multi-turbine | Expander Turbine | Expander Turbine |  | 7870 | Heat shields
850 | Combined Cycle Block | Expander Turbine | Expander Turbine |  | 7870 | Heat shields
851 | CC GT units | Expander Turbine | Expander Turbine |  | 7870 | Heat shields
852 | CC steam units | Expander Turbine | Expander Turbine |  | 7870 | Heat shields
860 | Co-generator Block | Expander Turbine | Expander Turbine |  | 7870 | Heat shields
861 | CoG GT units | Expander Turbine | Expander Turbine |  | 7870 | Heat shields
862 | CoG steam units | Expander Turbine | Expander Turbine |  | 7870 | Heat shields
300 | Gas Turbine/Jet Engine (Simple Cycle Operation) | Expander Turbine | Expander Turbine |  | 7880 | Exhaust diffusers
800 | Miscellaneous | Expander Turbine | Expander Turbine |  | 7880 | Exhaust diffusers
810 | Multi-boiler/Multi-turbine | Expander Turbine | Expander Turbine |  | 7880 | Exhaust diffusers
850 | Combined Cycle Block | Expander Turbine | Expander Turbine |  | 7880 | Exhaust diffusers
851 | CC GT units | Expander Turbine | Expander Turbine |  | 7880 | Exhaust diffusers
852 | CC steam units | Expander Turbine | Expander Turbine |  | 7880 | Exhaust diffusers
860 | Co-generator Block | Expander Turbine | Expander Turbine |  | 7880 | Exhaust diffusers
861 | CoG GT units | Expander Turbine | Expander Turbine |  | 7880 | Exhaust diffusers
862 | CoG steam units | Expander Turbine | Expander Turbine |  | 7880 | Exhaust diffusers
300 | Gas Turbine/Jet Engine (Simple Cycle Operation) | Expander Turbine | Expander Turbine |  | 7890 | Seal oil system and seals
800 | Miscellaneous | Expander Turbine | Expander Turbine |  | 7890 | Seal oil system and seals
810 | Multi-boiler/Multi-turbine | Expander Turbine | Expander Turbine |  | 7890 | Seal oil system and seals
850 | Combined Cycle Block | Expander Turbine | Expander Turbine |  | 7890 | Seal oil system and seals
851 | CC GT units | Expander Turbine | Expander Turbine |  | 7890 | Seal oil system and seals
852 | CC steam units | Expander Turbine | Expander Turbine |  | 7890 | Seal oil system and seals
860 | Co-generator Block | Expander Turbine | Expander Turbine |  | 7890 | Seal oil system and seals
861 | CoG GT units | Expander Turbine | Expander Turbine |  | 7890 | Seal oil system and seals
862 | CoG steam units | Expander Turbine | Expander Turbine |  | 7890 | Seal oil system and seals
300 | Gas Turbine/Jet Engine (Simple Cycle Operation) | Expander Turbine | Expander Turbine |  | 7900 | Inner casing
800 | Miscellaneous | Expander Turbine | Expander Turbine |  | 7900 | Inner casing
810 | Multi-boiler/Multi-turbine | Expander Turbine | Expander Turbine |  | 7900 | Inner casing
850 | Combined Cycle Block | Expander Turbine | Expander Turbine |  | 7900 | Inner casing
851 | CC GT units | Expander Turbine | Expander Turbine |  | 7900 | Inner casing
852 | CC steam units | Expander Turbine | Expander Turbine |  | 7900 | Inner casing
860 | Co-generator Block | Expander Turbine | Expander Turbine |  | 7900 | Inner casing
861 | CoG GT units | Expander Turbine | Expander Turbine |  | 7900 | Inner casing
862 | CoG steam units | Expander Turbine | Expander Turbine |  | 7900 | Inner casing
300 | Gas Turbine/Jet Engine (Simple Cycle Operation) | Expander Turbine | Expander Turbine |  | 7910 | Outer exhaust casing
800 | Miscellaneous | Expander Turbine | Expander Turbine |  | 7910 | Outer exhaust casing
810 | Multi-boiler/Multi-turbine | Expander Turbine | Expander Turbine |  | 7910 | Outer exhaust casing
850 | Combined Cycle Block | Expander Turbine | Expander Turbine |  | 7910 | Outer exhaust casing
851 | CC GT units | Expander Turbine | Expander Turbine |  | 7910 | Outer exhaust casing
852 | CC steam units | Expander Turbine | Expander Turbine |  | 7910 | Outer exhaust casing
860 | Co-generator Block | Expander Turbine | Expander Turbine |  | 7910 | Outer exhaust casing
861 | CoG GT units | Expander Turbine | Expander Turbine |  | 7910 | Outer exhaust casing
862 | CoG steam units | Expander Turbine | Expander Turbine |  | 7910 | Outer exhaust casing
300 | Gas Turbine/Jet Engine (Simple Cycle Operation) | Expander Turbine | Expander Turbine |  | 7920 | Lube oil system
800 | Miscellaneous | Expander Turbine | Expander Turbine |  | 7920 | Lube oil system
810 | Multi-boiler/Multi-turbine | Expander Turbine | Expander Turbine |  | 7920 | Lube oil system
850 | Combined Cycle Block | Expander Turbine | Expander Turbine |  | 7920 | Lube oil system
851 | CC GT units | Expander Turbine | Expander Turbine |  | 7920 | Lube oil system
852 | CC steam units | Expander Turbine | Expander Turbine |  | 7920 | Lube oil system
860 | Co-generator Block | Expander Turbine | Expander Turbine |  | 7920 | Lube oil system
861 | CoG GT units | Expander Turbine | Expander Turbine |  | 7920 | Lube oil system
862 | CoG steam units | Expander Turbine | Expander Turbine |  | 7920 | Lube oil system
300 | Gas Turbine/Jet Engine (Simple Cycle Operation) | Expander Turbine | Expander Turbine |  | 7930 | Controls and instrumentation
800 | Miscellaneous | Expander Turbine | Expander Turbine |  | 7930 | Controls and instrumentation
810 | Multi-boiler/Multi-turbine | Expander Turbine | Expander Turbine |  | 7930 | Controls and instrumentation
850 | Combined Cycle Block | Expander Turbine | Expander Turbine |  | 7930 | Controls and instrumentation
851 | CC GT units | Expander Turbine | Expander Turbine |  | 7930 | Controls and instrumentation
852 | CC steam units | Expander Turbine | Expander Turbine |  | 7930 | Controls and instrumentation
860 | Co-generator Block | Expander Turbine | Expander Turbine |  | 7930 | Controls and instrumentation
861 | CoG GT units | Expander Turbine | Expander Turbine |  | 7930 | Controls and instrumentation
862 | CoG steam units | Expander Turbine | Expander Turbine |  | 7930 | Controls and instrumentation
300 | Gas Turbine/Jet Engine (Simple Cycle Operation) | Expander Turbine | Expander Turbine |  | 7940 | Evactor
800 | Miscellaneous | Expander Turbine | Expander Turbine |  | 7940 | Evactor
810 | Multi-boiler/Multi-turbine | Expander Turbine | Expander Turbine |  | 7940 | Evactor
850 | Combined Cycle Block | Expander Turbine | Expander Turbine |  | 7940 | Evactor
851 | CC GT units | Expander Turbine | Expander Turbine |  | 7940 | Evactor
852 | CC steam units | Expander Turbine | Expander Turbine |  | 7940 | Evactor
860 | Co-generator Block | Expander Turbine | Expander Turbine |  | 7940 | Evactor
861 | CoG GT units | Expander Turbine | Expander Turbine |  | 7940 | Evactor
862 | CoG steam units | Expander Turbine | Expander Turbine |  | 7940 | Evactor
300 | Gas Turbine/Jet Engine (Simple Cycle Operation) | Expander Turbine | Expander Turbine |  | 7950 | Major overhaul
800 | Miscellaneous | Expander Turbine | Expander Turbine |  | 7950 | Major overhaul
810 | Multi-boiler/Multi-turbine | Expander Turbine | Expander Turbine |  | 7950 | Major overhaul
850 | Combined Cycle Block | Expander Turbine | Expander Turbine |  | 7950 | Major overhaul
851 | CC GT units | Expander Turbine | Expander Turbine |  | 7950 | Major overhaul
852 | CC steam units | Expander Turbine | Expander Turbine |  | 7950 | Major overhaul
860 | Co-generator Block | Expander Turbine | Expander Turbine |  | 7950 | Major overhaul
861 | CoG GT units | Expander Turbine | Expander Turbine |  | 7950 | Major overhaul
862 | CoG steam units | Expander Turbine | Expander Turbine |  | 7950 | Major overhaul
300 | Gas Turbine/Jet Engine (Simple Cycle Operation) | Expander Turbine | Expander Turbine |  | 7960 | Other expander turbine problems
800 | Miscellaneous | Expander Turbine | Expander Turbine |  | 7960 | Other expander turbine problems
810 | Multi-boiler/Multi-turbine | Expander Turbine | Expander Turbine |  | 7960 | Other expander turbine problems
850 | Combined Cycle Block | Expander Turbine | Expander Turbine |  | 7960 | Other expander turbine problems
851 | CC GT units | Expander Turbine | Expander Turbine |  | 7960 | Other expander turbine problems
852 | CC steam units | Expander Turbine | Expander Turbine |  | 7960 | Other expander turbine problems
860 | Co-generator Block | Expander Turbine | Expander Turbine |  | 7960 | Other expander turbine problems
861 | CoG GT units | Expander Turbine | Expander Turbine |  | 7960 | Other expander turbine problems
862 | CoG steam units | Expander Turbine | Expander Turbine |  | 7960 | Other expander turbine problems
100 | Fossil-Steam | Pollution Control Equipment | Wet Scrubbers | Chemical Supply | 8000 | Chemical feed storage, mill feeders, and conveyors
650 | Fluidized Bed | Pollution Control Equipment | Wet Scrubbers | Chemical Supply | 8000 | Chemical feed storage, mill feeders, and conveyors
800 | Miscellaneous | Pollution Control Equipment | Wet Scrubbers | Chemical Supply | 8000 | Chemical feed storage, mill feeders, and conveyors
810 | Multi-boiler/Multi-turbine | Pollution Control Equipment | Wet Scrubbers | Chemical Supply | 8000 | Chemical feed storage, mill feeders, and conveyors
830 | Geothermal | Pollution Control Equipment | Wet Scrubbers | Chemical Supply | 8000 | Chemical feed storage, mill feeders, and conveyors
100 | Fossil-Steam | Pollution Control Equipment | Wet Scrubbers | Chemical Supply | 8002 | Screw conveyors
650 | Fluidized Bed | Pollution Control Equipment | Wet Scrubbers | Chemical Supply | 8002 | Screw conveyors
800 | Miscellaneous | Pollution Control Equipment | Wet Scrubbers | Chemical Supply | 8002 | Screw conveyors
810 | Multi-boiler/Multi-turbine | Pollution Control Equipment | Wet Scrubbers | Chemical Supply | 8002 | Screw conveyors
830 | Geothermal | Pollution Control Equipment | Wet Scrubbers | Chemical Supply | 8002 | Screw conveyors
100 | Fossil-Steam | Pollution Control Equipment | Wet Scrubbers | Chemical Supply | 8003 | Bucket elevators
650 | Fluidized Bed | Pollution Control Equipment | Wet Scrubbers | Chemical Supply | 8003 | Bucket elevators
800 | Miscellaneous | Pollution Control Equipment | Wet Scrubbers | Chemical Supply | 8003 | Bucket elevators
810 | Multi-boiler/Multi-turbine | Pollution Control Equipment | Wet Scrubbers | Chemical Supply | 8003 | Bucket elevators
830 | Geothermal | Pollution Control Equipment | Wet Scrubbers | Chemical Supply | 8003 | Bucket elevators
100 | Fossil-Steam | Pollution Control Equipment | Wet Scrubbers | Chemical Supply | 8006 | Weigh feeders
650 | Fluidized Bed | Pollution Control Equipment | Wet Scrubbers | Chemical Supply | 8006 | Weigh feeders
800 | Miscellaneous | Pollution Control Equipment | Wet Scrubbers | Chemical Supply | 8006 | Weigh feeders
810 | Multi-boiler/Multi-turbine | Pollution Control Equipment | Wet Scrubbers | Chemical Supply | 8006 | Weigh feeders
830 | Geothermal | Pollution Control Equipment | Wet Scrubbers | Chemical Supply | 8006 | Weigh feeders
100 | Fossil-Steam | Pollution Control Equipment | Wet Scrubbers | Chemical Supply | 8010 | Crushers/mills
650 | Fluidized Bed | Pollution Control Equipment | Wet Scrubbers | Chemical Supply | 8010 | Crushers/mills
800 | Miscellaneous | Pollution Control Equipment | Wet Scrubbers | Chemical Supply | 8010 | Crushers/mills
810 | Multi-boiler/Multi-turbine | Pollution Control Equipment | Wet Scrubbers | Chemical Supply | 8010 | Crushers/mills
830 | Geothermal | Pollution Control Equipment | Wet Scrubbers | Chemical Supply | 8010 | Crushers/mills
100 | Fossil-Steam | Pollution Control Equipment | Wet Scrubbers | Chemical Supply | 8020 | Mill slurry tanks supply problems
650 | Fluidized Bed | Pollution Control Equipment | Wet Scrubbers | Chemical Supply | 8020 | Mill slurry tanks supply problems
800 | Miscellaneous | Pollution Control Equipment | Wet Scrubbers | Chemical Supply | 8020 | Mill slurry tanks supply problems
810 | Multi-boiler/Multi-turbine | Pollution Control Equipment | Wet Scrubbers | Chemical Supply | 8020 | Mill slurry tanks supply problems
830 | Geothermal | Pollution Control Equipment | Wet Scrubbers | Chemical Supply | 8020 | Mill slurry tanks supply problems
100 | Fossil-Steam | Pollution Control Equipment | Wet Scrubbers | Chemical Supply | 8030 | Classifiers
650 | Fluidized Bed | Pollution Control Equipment | Wet Scrubbers | Chemical Supply | 8030 | Classifiers
800 | Miscellaneous | Pollution Control Equipment | Wet Scrubbers | Chemical Supply | 8030 | Classifiers
810 | Multi-boiler/Multi-turbine | Pollution Control Equipment | Wet Scrubbers | Chemical Supply | 8030 | Classifiers
830 | Geothermal | Pollution Control Equipment | Wet Scrubbers | Chemical Supply | 8030 | Classifiers
100 | Fossil-Steam | Pollution Control Equipment | Wet Scrubbers | Chemical Supply | 8040 | Slurry transfer pumps and motors
650 | Fluidized Bed | Pollution Control Equipment | Wet Scrubbers | Chemical Supply | 8040 | Slurry transfer pumps and motors
800 | Miscellaneous | Pollution Control Equipment | Wet Scrubbers | Chemical Supply | 8040 | Slurry transfer pumps and motors
810 | Multi-boiler/Multi-turbine | Pollution Control Equipment | Wet Scrubbers | Chemical Supply | 8040 | Slurry transfer pumps and motors
830 | Geothermal | Pollution Control Equipment | Wet Scrubbers | Chemical Supply | 8040 | Slurry transfer pumps and motors
100 | Fossil-Steam | Pollution Control Equipment | Wet Scrubbers | Chemical Supply | 8050 | Chemical unavailability
650 | Fluidized Bed | Pollution Control Equipment | Wet Scrubbers | Chemical Supply | 8050 | Chemical unavailability
800 | Miscellaneous | Pollution Control Equipment | Wet Scrubbers | Chemical Supply | 8050 | Chemical unavailability
810 | Multi-boiler/Multi-turbine | Pollution Control Equipment | Wet Scrubbers | Chemical Supply | 8050 | Chemical unavailability
830 | Geothermal | Pollution Control Equipment | Wet Scrubbers | Chemical Supply | 8050 | Chemical unavailability
100 | Fossil-Steam | Pollution Control Equipment | Wet Scrubbers | Chemical Supply | 8099 | Other chemical supply problems
650 | Fluidized Bed | Pollution Control Equipment | Wet Scrubbers | Chemical Supply | 8099 | Other chemical supply problems
800 | Miscellaneous | Pollution Control Equipment | Wet Scrubbers | Chemical Supply | 8099 | Other chemical supply problems
810 | Multi-boiler/Multi-turbine | Pollution Control Equipment | Wet Scrubbers | Chemical Supply | 8099 | Other chemical supply problems
830 | Geothermal | Pollution Control Equipment | Wet Scrubbers | Chemical Supply | 8099 | Other chemical supply problems
100 | Fossil-Steam | Pollution Control Equipment | Wet Scrubbers | Wet Scrubber | 8100 | Scrubber/absorber tower or module
650 | Fluidized Bed | Pollution Control Equipment | Wet Scrubbers | Wet Scrubber | 8100 | Scrubber/absorber tower or module
800 | Miscellaneous | Pollution Control Equipment | Wet Scrubbers | Wet Scrubber | 8100 | Scrubber/absorber tower or module
810 | Multi-boiler/Multi-turbine | Pollution Control Equipment | Wet Scrubbers | Wet Scrubber | 8100 | Scrubber/absorber tower or module
830 | Geothermal | Pollution Control Equipment | Wet Scrubbers | Wet Scrubber | 8100 | Scrubber/absorber tower or module
100 | Fossil-Steam | Pollution Control Equipment | Wet Scrubbers | Wet Scrubber | 8110 | Spray nozzles
650 | Fluidized Bed | Pollution Control Equipment | Wet Scrubbers | Wet Scrubber | 8110 | Spray nozzles
800 | Miscellaneous | Pollution Control Equipment | Wet Scrubbers | Wet Scrubber | 8110 | Spray nozzles
810 | Multi-boiler/Multi-turbine | Pollution Control Equipment | Wet Scrubbers | Wet Scrubber | 8110 | Spray nozzles
830 | Geothermal | Pollution Control Equipment | Wet Scrubbers | Wet Scrubber | 8110 | Spray nozzles
100 | Fossil-Steam | Pollution Control Equipment | Wet Scrubbers | Wet Scrubber | 8115 | Disc scrubber throats
650 | Fluidized Bed | Pollution Control Equipment | Wet Scrubbers | Wet Scrubber | 8115 | Disc scrubber throats
800 | Miscellaneous | Pollution Control Equipment | Wet Scrubbers | Wet Scrubber | 8115 | Disc scrubber throats
810 | Multi-boiler/Multi-turbine | Pollution Control Equipment | Wet Scrubbers | Wet Scrubber | 8115 | Disc scrubber throats
830 | Geothermal | Pollution Control Equipment | Wet Scrubbers | Wet Scrubber | 8115 | Disc scrubber throats
100 | Fossil-Steam | Pollution Control Equipment | Wet Scrubbers | Wet Scrubber | 8120 | Spray pumps and motors
650 | Fluidized Bed | Pollution Control Equipment | Wet Scrubbers | Wet Scrubber | 8120 | Spray pumps and motors
800 | Miscellaneous | Pollution Control Equipment | Wet Scrubbers | Wet Scrubber | 8120 | Spray pumps and motors
810 | Multi-boiler/Multi-turbine | Pollution Control Equipment | Wet Scrubbers | Wet Scrubber | 8120 | Spray pumps and motors
830 | Geothermal | Pollution Control Equipment | Wet Scrubbers | Wet Scrubber | 8120 | Spray pumps and motors
100 | Fossil-Steam | Pollution Control Equipment | Wet Scrubbers | Wet Scrubber | 8125 | Scrubber recycle (liquid) pumps
650 | Fluidized Bed | Pollution Control Equipment | Wet Scrubbers | Wet Scrubber | 8125 | Scrubber recycle (liquid) pumps
800 | Miscellaneous | Pollution Control Equipment | Wet Scrubbers | Wet Scrubber | 8125 | Scrubber recycle (liquid) pumps
810 | Multi-boiler/Multi-turbine | Pollution Control Equipment | Wet Scrubbers | Wet Scrubber | 8125 | Scrubber recycle (liquid) pumps
830 | Geothermal | Pollution Control Equipment | Wet Scrubbers | Wet Scrubber | 8125 | Scrubber recycle (liquid) pumps
100 | Fossil-Steam | Pollution Control Equipment | Wet Scrubbers | Wet Scrubber | 8127 | Scrubber recycle (liquid) pump motors
650 | Fluidized Bed | Pollution Control Equipment | Wet Scrubbers | Wet Scrubber | 8127 | Scrubber recycle (liquid) pump motors
800 | Miscellaneous | Pollution Control Equipment | Wet Scrubbers | Wet Scrubber | 8127 | Scrubber recycle (liquid) pump motors
810 | Multi-boiler/Multi-turbine | Pollution Control Equipment | Wet Scrubbers | Wet Scrubber | 8127 | Scrubber recycle (liquid) pump motors
830 | Geothermal | Pollution Control Equipment | Wet Scrubbers | Wet Scrubber | 8127 | Scrubber recycle (liquid) pump motors
100 | Fossil-Steam | Pollution Control Equipment | Wet Scrubbers | Wet Scrubber | 8130 | Recirculation tanks including agitators
650 | Fluidized Bed | Pollution Control Equipment | Wet Scrubbers | Wet Scrubber | 8130 | Recirculation tanks including agitators
800 | Miscellaneous | Pollution Control Equipment | Wet Scrubbers | Wet Scrubber | 8130 | Recirculation tanks including agitators
810 | Multi-boiler/Multi-turbine | Pollution Control Equipment | Wet Scrubbers | Wet Scrubber | 8130 | Recirculation tanks including agitators
830 | Geothermal | Pollution Control Equipment | Wet Scrubbers | Wet Scrubber | 8130 | Recirculation tanks including agitators
100 | Fossil-Steam | Pollution Control Equipment | Wet Scrubbers | Wet Scrubber | 8140 | Reaction tanks including agitators
650 | Fluidized Bed | Pollution Control Equipment | Wet Scrubbers | Wet Scrubber | 8140 | Reaction tanks including agitators
800 | Miscellaneous | Pollution Control Equipment | Wet Scrubbers | Wet Scrubber | 8140 | Reaction tanks including agitators
810 | Multi-boiler/Multi-turbine | Pollution Control Equipment | Wet Scrubbers | Wet Scrubber | 8140 | Reaction tanks including agitators
830 | Geothermal | Pollution Control Equipment | Wet Scrubbers | Wet Scrubber | 8140 | Reaction tanks including agitators
100 | Fossil-Steam | Pollution Control Equipment | Wet Scrubbers | Wet Scrubber | 8150 | Tubes
650 | Fluidized Bed | Pollution Control Equipment | Wet Scrubbers | Wet Scrubber | 8150 | Tubes
800 | Miscellaneous | Pollution Control Equipment | Wet Scrubbers | Wet Scrubber | 8150 | Tubes
810 | Multi-boiler/Multi-turbine | Pollution Control Equipment | Wet Scrubbers | Wet Scrubber | 8150 | Tubes
830 | Geothermal | Pollution Control Equipment | Wet Scrubbers | Wet Scrubber | 8150 | Tubes
100 | Fossil-Steam | Pollution Control Equipment | Wet Scrubbers | Wet Scrubber | 8160 | Mist eliminators/demisters and washdown
650 | Fluidized Bed | Pollution Control Equipment | Wet Scrubbers | Wet Scrubber | 8160 | Mist eliminators/demisters and washdown
800 | Miscellaneous | Pollution Control Equipment | Wet Scrubbers | Wet Scrubber | 8160 | Mist eliminators/demisters and washdown
810 | Multi-boiler/Multi-turbine | Pollution Control Equipment | Wet Scrubbers | Wet Scrubber | 8160 | Mist eliminators/demisters and washdown
830 | Geothermal | Pollution Control Equipment | Wet Scrubbers | Wet Scrubber | 8160 | Mist eliminators/demisters and washdown
100 | Fossil-Steam | Pollution Control Equipment | Wet Scrubbers | Wet Scrubber | 8199 | Other scrubber problems
650 | Fluidized Bed | Pollution Control Equipment | Wet Scrubbers | Wet Scrubber | 8199 | Other scrubber problems
800 | Miscellaneous | Pollution Control Equipment | Wet Scrubbers | Wet Scrubber | 8199 | Other scrubber problems
810 | Multi-boiler/Multi-turbine | Pollution Control Equipment | Wet Scrubbers | Wet Scrubber | 8199 | Other scrubber problems
830 | Geothermal | Pollution Control Equipment | Wet Scrubbers | Wet Scrubber | 8199 | Other scrubber problems
100 | Fossil-Steam | Pollution Control Equipment | Wet Scrubbers | Piping, Ducting, Dampers, and Fans | 8200 | Piping
650 | Fluidized Bed | Pollution Control Equipment | Wet Scrubbers | Piping, Ducting, Dampers, and Fans | 8200 | Piping
800 | Miscellaneous | Pollution Control Equipment | Wet Scrubbers | Piping, Ducting, Dampers, and Fans | 8200 | Piping
810 | Multi-boiler/Multi-turbine | Pollution Control Equipment | Wet Scrubbers | Piping, Ducting, Dampers, and Fans | 8200 | Piping
830 | Geothermal | Pollution Control Equipment | Wet Scrubbers | Piping, Ducting, Dampers, and Fans | 8200 | Piping
100 | Fossil-Steam | Pollution Control Equipment | Wet Scrubbers | Piping, Ducting, Dampers, and Fans | 8210 | Valves
650 | Fluidized Bed | Pollution Control Equipment | Wet Scrubbers | Piping, Ducting, Dampers, and Fans | 8210 | Valves
800 | Miscellaneous | Pollution Control Equipment | Wet Scrubbers | Piping, Ducting, Dampers, and Fans | 8210 | Valves
810 | Multi-boiler/Multi-turbine | Pollution Control Equipment | Wet Scrubbers | Piping, Ducting, Dampers, and Fans | 8210 | Valves
830 | Geothermal | Pollution Control Equipment | Wet Scrubbers | Piping, Ducting, Dampers, and Fans | 8210 | Valves
100 | Fossil-Steam | Pollution Control Equipment | Wet Scrubbers | Piping, Ducting, Dampers, and Fans | 8220 | Strainers or filters
650 | Fluidized Bed | Pollution Control Equipment | Wet Scrubbers | Piping, Ducting, Dampers, and Fans | 8220 | Strainers or filters
800 | Miscellaneous | Pollution Control Equipment | Wet Scrubbers | Piping, Ducting, Dampers, and Fans | 8220 | Strainers or filters
810 | Multi-boiler/Multi-turbine | Pollution Control Equipment | Wet Scrubbers | Piping, Ducting, Dampers, and Fans | 8220 | Strainers or filters
830 | Geothermal | Pollution Control Equipment | Wet Scrubbers | Piping, Ducting, Dampers, and Fans | 8220 | Strainers or filters
100 | Fossil-Steam | Pollution Control Equipment | Wet Scrubbers | Piping, Ducting, Dampers, and Fans | 8225 | Drain pots
650 | Fluidized Bed | Pollution Control Equipment | Wet Scrubbers | Piping, Ducting, Dampers, and Fans | 8225 | Drain pots
800 | Miscellaneous | Pollution Control Equipment | Wet Scrubbers | Piping, Ducting, Dampers, and Fans | 8225 | Drain pots
810 | Multi-boiler/Multi-turbine | Pollution Control Equipment | Wet Scrubbers | Piping, Ducting, Dampers, and Fans | 8225 | Drain pots
830 | Geothermal | Pollution Control Equipment | Wet Scrubbers | Piping, Ducting, Dampers, and Fans | 8225 | Drain pots
100 | Fossil-Steam | Pollution Control Equipment | Wet Scrubbers | Piping, Ducting, Dampers, and Fans | 8230 | Ducting
650 | Fluidized Bed | Pollution Control Equipment | Wet Scrubbers | Piping, Ducting, Dampers, and Fans | 8230 | Ducting
800 | Miscellaneous | Pollution Control Equipment | Wet Scrubbers | Piping, Ducting, Dampers, and Fans | 8230 | Ducting
810 | Multi-boiler/Multi-turbine | Pollution Control Equipment | Wet Scrubbers | Piping, Ducting, Dampers, and Fans | 8230 | Ducting
830 | Geothermal | Pollution Control Equipment | Wet Scrubbers | Piping, Ducting, Dampers, and Fans | 8230 | Ducting
100 | Fossil-Steam | Pollution Control Equipment | Wet Scrubbers | Piping, Ducting, Dampers, and Fans | 8235 | Demister
650 | Fluidized Bed | Pollution Control Equipment | Wet Scrubbers | Piping, Ducting, Dampers, and Fans | 8235 | Demister
800 | Miscellaneous | Pollution Control Equipment | Wet Scrubbers | Piping, Ducting, Dampers, and Fans | 8235 | Demister
810 | Multi-boiler/Multi-turbine | Pollution Control Equipment | Wet Scrubbers | Piping, Ducting, Dampers, and Fans | 8235 | Demister
830 | Geothermal | Pollution Control Equipment | Wet Scrubbers | Piping, Ducting, Dampers, and Fans | 8235 | Demister
100 | Fossil-Steam | Pollution Control Equipment | Wet Scrubbers | Piping, Ducting, Dampers, and Fans | 8240 | Bypass dampers
650 | Fluidized Bed | Pollution Control Equipment | Wet Scrubbers | Piping, Ducting, Dampers, and Fans | 8240 | Bypass dampers
800 | Miscellaneous | Pollution Control Equipment | Wet Scrubbers | Piping, Ducting, Dampers, and Fans | 8240 | Bypass dampers
810 | Multi-boiler/Multi-turbine | Pollution Control Equipment | Wet Scrubbers | Piping, Ducting, Dampers, and Fans | 8240 | Bypass dampers
830 | Geothermal | Pollution Control Equipment | Wet Scrubbers | Piping, Ducting, Dampers, and Fans | 8240 | Bypass dampers
100 | Fossil-Steam | Pollution Control Equipment | Wet Scrubbers | Piping, Ducting, Dampers, and Fans | 8250 | Dampers other than bypass
650 | Fluidized Bed | Pollution Control Equipment | Wet Scrubbers | Piping, Ducting, Dampers, and Fans | 8250 | Dampers other than bypass
800 | Miscellaneous | Pollution Control Equipment | Wet Scrubbers | Piping, Ducting, Dampers, and Fans | 8250 | Dampers other than bypass
810 | Multi-boiler/Multi-turbine | Pollution Control Equipment | Wet Scrubbers | Piping, Ducting, Dampers, and Fans | 8250 | Dampers other than bypass
830 | Geothermal | Pollution Control Equipment | Wet Scrubbers | Piping, Ducting, Dampers, and Fans | 8250 | Dampers other than bypass
100 | Fossil-Steam | Pollution Control Equipment | Wet Scrubbers | Piping, Ducting, Dampers, and Fans | 8260 | Scrubber booster I.D. fan (fan specific to the scrubber)
650 | Fluidized Bed | Pollution Control Equipment | Wet Scrubbers | Piping, Ducting, Dampers, and Fans | 8260 | Scrubber booster I.D. fan (fan specific to the scrubber)
800 | Miscellaneous | Pollution Control Equipment | Wet Scrubbers | Piping, Ducting, Dampers, and Fans | 8260 | Scrubber booster I.D. fan (fan specific to the scrubber)
810 | Multi-boiler/Multi-turbine | Pollution Control Equipment | Wet Scrubbers | Piping, Ducting, Dampers, and Fans | 8260 | Scrubber booster I.D. fan (fan specific to the scrubber)
830 | Geothermal | Pollution Control Equipment | Wet Scrubbers | Piping, Ducting, Dampers, and Fans | 8260 | Scrubber booster I.D. fan (fan specific to the scrubber)
100 | Fossil-Steam | Pollution Control Equipment | Wet Scrubbers | Piping, Ducting, Dampers, and Fans | 8261 | Scrubber booster I.D. fan drive
650 | Fluidized Bed | Pollution Control Equipment | Wet Scrubbers | Piping, Ducting, Dampers, and Fans | 8261 | Scrubber booster I.D. fan drive
800 | Miscellaneous | Pollution Control Equipment | Wet Scrubbers | Piping, Ducting, Dampers, and Fans | 8261 | Scrubber booster I.D. fan drive
810 | Multi-boiler/Multi-turbine | Pollution Control Equipment | Wet Scrubbers | Piping, Ducting, Dampers, and Fans | 8261 | Scrubber booster I.D. fan drive
830 | Geothermal | Pollution Control Equipment | Wet Scrubbers | Piping, Ducting, Dampers, and Fans | 8261 | Scrubber booster I.D. fan drive
100 | Fossil-Steam | Pollution Control Equipment | Wet Scrubbers | Piping, Ducting, Dampers, and Fans | 8262 | Scrubber booster I.D. fan vibration (fan specific to the scrubber)
650 | Fluidized Bed | Pollution Control Equipment | Wet Scrubbers | Piping, Ducting, Dampers, and Fans | 8262 | Scrubber booster I.D. fan vibration (fan specific to the scrubber)
800 | Miscellaneous | Pollution Control Equipment | Wet Scrubbers | Piping, Ducting, Dampers, and Fans | 8262 | Scrubber booster I.D. fan vibration (fan specific to the scrubber)
810 | Multi-boiler/Multi-turbine | Pollution Control Equipment | Wet Scrubbers | Piping, Ducting, Dampers, and Fans | 8262 | Scrubber booster I.D. fan vibration (fan specific to the scrubber)
830 | Geothermal | Pollution Control Equipment | Wet Scrubbers | Piping, Ducting, Dampers, and Fans | 8262 | Scrubber booster I.D. fan vibration (fan specific to the scrubber)
100 | Fossil-Steam | Pollution Control Equipment | Wet Scrubbers | Piping, Ducting, Dampers, and Fans | 8264 | Scrubber booster I.D. fan blades (fan specific to the scrubber)
650 | Fluidized Bed | Pollution Control Equipment | Wet Scrubbers | Piping, Ducting, Dampers, and Fans | 8264 | Scrubber booster I.D. fan blades (fan specific to the scrubber)
800 | Miscellaneous | Pollution Control Equipment | Wet Scrubbers | Piping, Ducting, Dampers, and Fans | 8264 | Scrubber booster I.D. fan blades (fan specific to the scrubber)
810 | Multi-boiler/Multi-turbine | Pollution Control Equipment | Wet Scrubbers | Piping, Ducting, Dampers, and Fans | 8264 | Scrubber booster I.D. fan blades (fan specific to the scrubber)
830 | Geothermal | Pollution Control Equipment | Wet Scrubbers | Piping, Ducting, Dampers, and Fans | 8264 | Scrubber booster I.D. fan blades (fan specific to the scrubber)
100 | Fossil-Steam | Pollution Control Equipment | Wet Scrubbers | Piping, Ducting, Dampers, and Fans | 8265 | Scrubber booster I.D. fan dampers
800 | Miscellaneous | Pollution Control Equipment | Wet Scrubbers | Piping, Ducting, Dampers, and Fans | 8265 | Scrubber booster I.D. fan dampers
810 | Multi-boiler/Multi-turbine | Pollution Control Equipment | Wet Scrubbers | Piping, Ducting, Dampers, and Fans | 8265 | Scrubber booster I.D. fan dampers
100 | Fossil-Steam | Pollution Control Equipment | Wet Scrubbers | Piping, Ducting, Dampers, and Fans | 8270 | Scrubber booster F.D. fan (fan specific to the scrubber)
650 | Fluidized Bed | Pollution Control Equipment | Wet Scrubbers | Piping, Ducting, Dampers, and Fans | 8270 | Scrubber booster F.D. fan (fan specific to the scrubber)
800 | Miscellaneous | Pollution Control Equipment | Wet Scrubbers | Piping, Ducting, Dampers, and Fans | 8270 | Scrubber booster F.D. fan (fan specific to the scrubber)
810 | Multi-boiler/Multi-turbine | Pollution Control Equipment | Wet Scrubbers | Piping, Ducting, Dampers, and Fans | 8270 | Scrubber booster F.D. fan (fan specific to the scrubber)
830 | Geothermal | Pollution Control Equipment | Wet Scrubbers | Piping, Ducting, Dampers, and Fans | 8270 | Scrubber booster F.D. fan (fan specific to the scrubber)
100 | Fossil-Steam | Pollution Control Equipment | Wet Scrubbers | Piping, Ducting, Dampers, and Fans | 8271 | Scrubber booster F.D. fan drive
650 | Fluidized Bed | Pollution Control Equipment | Wet Scrubbers | Piping, Ducting, Dampers, and Fans | 8271 | Scrubber booster F.D. fan drive
800 | Miscellaneous | Pollution Control Equipment | Wet Scrubbers | Piping, Ducting, Dampers, and Fans | 8271 | Scrubber booster F.D. fan drive
810 | Multi-boiler/Multi-turbine | Pollution Control Equipment | Wet Scrubbers | Piping, Ducting, Dampers, and Fans | 8271 | Scrubber booster F.D. fan drive
830 | Geothermal | Pollution Control Equipment | Wet Scrubbers | Piping, Ducting, Dampers, and Fans | 8271 | Scrubber booster F.D. fan drive
100 | Fossil-Steam | Pollution Control Equipment | Wet Scrubbers | Piping, Ducting, Dampers, and Fans | 8272 | Scrubber booster F.D. fan vibration (fan specific to the scrubber)
650 | Fluidized Bed | Pollution Control Equipment | Wet Scrubbers | Piping, Ducting, Dampers, and Fans | 8272 | Scrubber booster F.D. fan vibration (fan specific to the scrubber)
800 | Miscellaneous | Pollution Control Equipment | Wet Scrubbers | Piping, Ducting, Dampers, and Fans | 8272 | Scrubber booster F.D. fan vibration (fan specific to the scrubber)
810 | Multi-boiler/Multi-turbine | Pollution Control Equipment | Wet Scrubbers | Piping, Ducting, Dampers, and Fans | 8272 | Scrubber booster F.D. fan vibration (fan specific to the scrubber)
830 | Geothermal | Pollution Control Equipment | Wet Scrubbers | Piping, Ducting, Dampers, and Fans | 8272 | Scrubber booster F.D. fan vibration (fan specific to the scrubber)
100 | Fossil-Steam | Pollution Control Equipment | Wet Scrubbers | Piping, Ducting, Dampers, and Fans | 8274 | Scrubber booster F.D. fan blades (fan specific to the scrubber)
650 | Fluidized Bed | Pollution Control Equipment | Wet Scrubbers | Piping, Ducting, Dampers, and Fans | 8274 | Scrubber booster F.D. fan blades (fan specific to the scrubber)
800 | Miscellaneous | Pollution Control Equipment | Wet Scrubbers | Piping, Ducting, Dampers, and Fans | 8274 | Scrubber booster F.D. fan blades (fan specific to the scrubber)
810 | Multi-boiler/Multi-turbine | Pollution Control Equipment | Wet Scrubbers | Piping, Ducting, Dampers, and Fans | 8274 | Scrubber booster F.D. fan blades (fan specific to the scrubber)
830 | Geothermal | Pollution Control Equipment | Wet Scrubbers | Piping, Ducting, Dampers, and Fans | 8274 | Scrubber booster F.D. fan blades (fan specific to the scrubber)
100 | Fossil-Steam | Pollution Control Equipment | Wet Scrubbers | Piping, Ducting, Dampers, and Fans | 8275 | Scrubber booster F.D. fan dampers
800 | Miscellaneous | Pollution Control Equipment | Wet Scrubbers | Piping, Ducting, Dampers, and Fans | 8275 | Scrubber booster F.D. fan dampers
810 | Multi-boiler/Multi-turbine | Pollution Control Equipment | Wet Scrubbers | Piping, Ducting, Dampers, and Fans | 8275 | Scrubber booster F.D. fan dampers
100 | Fossil-Steam | Pollution Control Equipment | Wet Scrubbers | Piping, Ducting, Dampers, and Fans | 8280 | Reagent feed piping
650 | Fluidized Bed | Pollution Control Equipment | Wet Scrubbers | Piping, Ducting, Dampers, and Fans | 8280 | Reagent feed piping
800 | Miscellaneous | Pollution Control Equipment | Wet Scrubbers | Piping, Ducting, Dampers, and Fans | 8280 | Reagent feed piping
810 | Multi-boiler/Multi-turbine | Pollution Control Equipment | Wet Scrubbers | Piping, Ducting, Dampers, and Fans | 8280 | Reagent feed piping
830 | Geothermal | Pollution Control Equipment | Wet Scrubbers | Piping, Ducting, Dampers, and Fans | 8280 | Reagent feed piping
100 | Fossil-Steam | Pollution Control Equipment | Wet Scrubbers | Piping, Ducting, Dampers, and Fans | 8290 | Demister wash piping assembly
650 | Fluidized Bed | Pollution Control Equipment | Wet Scrubbers | Piping, Ducting, Dampers, and Fans | 8290 | Demister wash piping assembly
800 | Miscellaneous | Pollution Control Equipment | Wet Scrubbers | Piping, Ducting, Dampers, and Fans | 8290 | Demister wash piping assembly
810 | Multi-boiler/Multi-turbine | Pollution Control Equipment | Wet Scrubbers | Piping, Ducting, Dampers, and Fans | 8290 | Demister wash piping assembly
830 | Geothermal | Pollution Control Equipment | Wet Scrubbers | Piping, Ducting, Dampers, and Fans | 8290 | Demister wash piping assembly
100 | Fossil-Steam | Pollution Control Equipment | Wet Scrubbers | Piping, Ducting, Dampers, and Fans | 8299 | Other piping, ducting, damper, and fan problems
650 | Fluidized Bed | Pollution Control Equipment | Wet Scrubbers | Piping, Ducting, Dampers, and Fans | 8299 | Other piping, ducting, damper, and fan problems
800 | Miscellaneous | Pollution Control Equipment | Wet Scrubbers | Piping, Ducting, Dampers, and Fans | 8299 | Other piping, ducting, damper, and fan problems
810 | Multi-boiler/Multi-turbine | Pollution Control Equipment | Wet Scrubbers | Piping, Ducting, Dampers, and Fans | 8299 | Other piping, ducting, damper, and fan problems
830 | Geothermal | Pollution Control Equipment | Wet Scrubbers | Piping, Ducting, Dampers, and Fans | 8299 | Other piping, ducting, damper, and fan problems
100 | Fossil-Steam | Pollution Control Equipment | Wet Scrubbers | Waste Disposal and Recovery | 8300 | Waste disposal/recovery tanks
650 | Fluidized Bed | Pollution Control Equipment | Wet Scrubbers | Waste Disposal and Recovery | 8300 | Waste disposal/recovery tanks
800 | Miscellaneous | Pollution Control Equipment | Wet Scrubbers | Waste Disposal and Recovery | 8300 | Waste disposal/recovery tanks
810 | Multi-boiler/Multi-turbine | Pollution Control Equipment | Wet Scrubbers | Waste Disposal and Recovery | 8300 | Waste disposal/recovery tanks
100 | Fossil-Steam | Pollution Control Equipment | Wet Scrubbers | Waste Disposal and Recovery | 8310 | Waste disposal/recovery pumps
650 | Fluidized Bed | Pollution Control Equipment | Wet Scrubbers | Waste Disposal and Recovery | 8310 | Waste disposal/recovery pumps
800 | Miscellaneous | Pollution Control Equipment | Wet Scrubbers | Waste Disposal and Recovery | 8310 | Waste disposal/recovery pumps
810 | Multi-boiler/Multi-turbine | Pollution Control Equipment | Wet Scrubbers | Waste Disposal and Recovery | 8310 | Waste disposal/recovery pumps
100 | Fossil-Steam | Pollution Control Equipment | Wet Scrubbers | Waste Disposal and Recovery | 8320 | Waste disposal ponds
650 | Fluidized Bed | Pollution Control Equipment | Wet Scrubbers | Waste Disposal and Recovery | 8320 | Waste disposal ponds
800 | Miscellaneous | Pollution Control Equipment | Wet Scrubbers | Waste Disposal and Recovery | 8320 | Waste disposal ponds
810 | Multi-boiler/Multi-turbine | Pollution Control Equipment | Wet Scrubbers | Waste Disposal and Recovery | 8320 | Waste disposal ponds
100 | Fossil-Steam | Pollution Control Equipment | Wet Scrubbers | Waste Disposal and Recovery | 8325 | Ash disposal problems
650 | Fluidized Bed | Pollution Control Equipment | Wet Scrubbers | Waste Disposal and Recovery | 8325 | Ash disposal problems
800 | Miscellaneous | Pollution Control Equipment | Wet Scrubbers | Waste Disposal and Recovery | 8325 | Ash disposal problems
810 | Multi-boiler/Multi-turbine | Pollution Control Equipment | Wet Scrubbers | Waste Disposal and Recovery | 8325 | Ash disposal problems
100 | Fossil-Steam | Pollution Control Equipment | Wet Scrubbers | Waste Disposal and Recovery | 8330 | Dewatering equipment (thickener, centrifuge, etc.)
650 | Fluidized Bed | Pollution Control Equipment | Wet Scrubbers | Waste Disposal and Recovery | 8330 | Dewatering equipment (thickener, centrifuge, etc.)
800 | Miscellaneous | Pollution Control Equipment | Wet Scrubbers | Waste Disposal and Recovery | 8330 | Dewatering equipment (thickener, centrifuge, etc.)
810 | Multi-boiler/Multi-turbine | Pollution Control Equipment | Wet Scrubbers | Waste Disposal and Recovery | 8330 | Dewatering equipment (thickener, centrifuge, etc.)
100 | Fossil-Steam | Pollution Control Equipment | Wet Scrubbers | Waste Disposal and Recovery | 8335 | Dryers
650 | Fluidized Bed | Pollution Control Equipment | Wet Scrubbers | Waste Disposal and Recovery | 8335 | Dryers
800 | Miscellaneous | Pollution Control Equipment | Wet Scrubbers | Waste Disposal and Recovery | 8335 | Dryers
810 | Multi-boiler/Multi-turbine | Pollution Control Equipment | Wet Scrubbers | Waste Disposal and Recovery | 8335 | Dryers
100 | Fossil-Steam | Pollution Control Equipment | Wet Scrubbers | Waste Disposal and Recovery | 8340 | Centrifuge/vacuum filter
650 | Fluidized Bed | Pollution Control Equipment | Wet Scrubbers | Waste Disposal and Recovery | 8340 | Centrifuge/vacuum filter
800 | Miscellaneous | Pollution Control Equipment | Wet Scrubbers | Waste Disposal and Recovery | 8340 | Centrifuge/vacuum filter
810 | Multi-boiler/Multi-turbine | Pollution Control Equipment | Wet Scrubbers | Waste Disposal and Recovery | 8340 | Centrifuge/vacuum filter
100 | Fossil-Steam | Pollution Control Equipment | Wet Scrubbers | Waste Disposal and Recovery | 8345 | Calciners
650 | Fluidized Bed | Pollution Control Equipment | Wet Scrubbers | Waste Disposal and Recovery | 8345 | Calciners
800 | Miscellaneous | Pollution Control Equipment | Wet Scrubbers | Waste Disposal and Recovery | 8345 | Calciners
810 | Multi-boiler/Multi-turbine | Pollution Control Equipment | Wet Scrubbers | Waste Disposal and Recovery | 8345 | Calciners
100 | Fossil-Steam | Pollution Control Equipment | Wet Scrubbers | Waste Disposal and Recovery | 8349 | Other waste disposal and recovery problems
650 | Fluidized Bed | Pollution Control Equipment | Wet Scrubbers | Waste Disposal and Recovery | 8349 | Other waste disposal and recovery problems
800 | Miscellaneous | Pollution Control Equipment | Wet Scrubbers | Waste Disposal and Recovery | 8349 | Other waste disposal and recovery problems
810 | Multi-boiler/Multi-turbine | Pollution Control Equipment | Wet Scrubbers | Waste Disposal and Recovery | 8349 | Other waste disposal and recovery problems
100 | Fossil-Steam | Pollution Control Equipment | Wet Scrubbers | Waste Disposal and Recovery | 8399 | Solids conveying and mixing system problems
650 | Fluidized Bed | Pollution Control Equipment | Wet Scrubbers | Waste Disposal and Recovery | 8399 | Solids conveying and mixing system problems
800 | Miscellaneous | Pollution Control Equipment | Wet Scrubbers | Waste Disposal and Recovery | 8399 | Solids conveying and mixing system problems
810 | Multi-boiler/Multi-turbine | Pollution Control Equipment | Wet Scrubbers | Waste Disposal and Recovery | 8399 | Solids conveying and mixing system problems
100 | Fossil-Steam | Pollution Control Equipment | Wet Scrubbers | Miscellaneous (Wet Scrubber) | 8400 | Scrubber gas discharge reheaters - general
650 | Fluidized Bed | Pollution Control Equipment | Wet Scrubbers | Miscellaneous (Wet Scrubber) | 8400 | Scrubber gas discharge reheaters - general
800 | Miscellaneous | Pollution Control Equipment | Wet Scrubbers | Miscellaneous (Wet Scrubber) | 8400 | Scrubber gas discharge reheaters - general
810 | Multi-boiler/Multi-turbine | Pollution Control Equipment | Wet Scrubbers | Miscellaneous (Wet Scrubber) | 8400 | Scrubber gas discharge reheaters - general
830 | Geothermal | Pollution Control Equipment | Wet Scrubbers | Miscellaneous (Wet Scrubber) | 8400 | Scrubber gas discharge reheaters - general
100 | Fossil-Steam | Pollution Control Equipment | Wet Scrubbers | Miscellaneous (Wet Scrubber) | 8402 | Scrubber gas discharge reheaters - vibration
650 | Fluidized Bed | Pollution Control Equipment | Wet Scrubbers | Miscellaneous (Wet Scrubber) | 8402 | Scrubber gas discharge reheaters - vibration
800 | Miscellaneous | Pollution Control Equipment | Wet Scrubbers | Miscellaneous (Wet Scrubber) | 8402 | Scrubber gas discharge reheaters - vibration
810 | Multi-boiler/Multi-turbine | Pollution Control Equipment | Wet Scrubbers | Miscellaneous (Wet Scrubber) | 8402 | Scrubber gas discharge reheaters - vibration
830 | Geothermal | Pollution Control Equipment | Wet Scrubbers | Miscellaneous (Wet Scrubber) | 8402 | Scrubber gas discharge reheaters - vibration
100 | Fossil-Steam | Pollution Control Equipment | Wet Scrubbers | Miscellaneous (Wet Scrubber) | 8404 | Scrubber gas discharge reheaters - tube leaks
650 | Fluidized Bed | Pollution Control Equipment | Wet Scrubbers | Miscellaneous (Wet Scrubber) | 8404 | Scrubber gas discharge reheaters - tube leaks
800 | Miscellaneous | Pollution Control Equipment | Wet Scrubbers | Miscellaneous (Wet Scrubber) | 8404 | Scrubber gas discharge reheaters - tube leaks
810 | Multi-boiler/Multi-turbine | Pollution Control Equipment | Wet Scrubbers | Miscellaneous (Wet Scrubber) | 8404 | Scrubber gas discharge reheaters - tube leaks
830 | Geothermal | Pollution Control Equipment | Wet Scrubbers | Miscellaneous (Wet Scrubber) | 8404 | Scrubber gas discharge reheaters - tube leaks
100 | Fossil-Steam | Pollution Control Equipment | Wet Scrubbers | Miscellaneous (Wet Scrubber) | 8406 | Scrubber gas discharge reheaters - ducts
650 | Fluidized Bed | Pollution Control Equipment | Wet Scrubbers | Miscellaneous (Wet Scrubber) | 8406 | Scrubber gas discharge reheaters - ducts
800 | Miscellaneous | Pollution Control Equipment | Wet Scrubbers | Miscellaneous (Wet Scrubber) | 8406 | Scrubber gas discharge reheaters - ducts
810 | Multi-boiler/Multi-turbine | Pollution Control Equipment | Wet Scrubbers | Miscellaneous (Wet Scrubber) | 8406 | Scrubber gas discharge reheaters - ducts
830 | Geothermal | Pollution Control Equipment | Wet Scrubbers | Miscellaneous (Wet Scrubber) | 8406 | Scrubber gas discharge reheaters - ducts
100 | Fossil-Steam | Pollution Control Equipment | Wet Scrubbers | Miscellaneous (Wet Scrubber) | 8410 | Scrubber instruments and controls
650 | Fluidized Bed | Pollution Control Equipment | Wet Scrubbers | Miscellaneous (Wet Scrubber) | 8410 | Scrubber instruments and controls
800 | Miscellaneous | Pollution Control Equipment | Wet Scrubbers | Miscellaneous (Wet Scrubber) | 8410 | Scrubber instruments and controls
810 | Multi-boiler/Multi-turbine | Pollution Control Equipment | Wet Scrubbers | Miscellaneous (Wet Scrubber) | 8410 | Scrubber instruments and controls
830 | Geothermal | Pollution Control Equipment | Wet Scrubbers | Miscellaneous (Wet Scrubber) | 8410 | Scrubber instruments and controls
100 | Fossil-Steam | Pollution Control Equipment | Wet Scrubbers | Miscellaneous (Wet Scrubber) | 8415 | Liquid level controls
650 | Fluidized Bed | Pollution Control Equipment | Wet Scrubbers | Miscellaneous (Wet Scrubber) | 8415 | Liquid level controls
800 | Miscellaneous | Pollution Control Equipment | Wet Scrubbers | Miscellaneous (Wet Scrubber) | 8415 | Liquid level controls
810 | Multi-boiler/Multi-turbine | Pollution Control Equipment | Wet Scrubbers | Miscellaneous (Wet Scrubber) | 8415 | Liquid level controls
830 | Geothermal | Pollution Control Equipment | Wet Scrubbers | Miscellaneous (Wet Scrubber) | 8415 | Liquid level controls
100 | Fossil-Steam | Pollution Control Equipment | Wet Scrubbers | Miscellaneous (Wet Scrubber) | 8420 | Heat tracer
650 | Fluidized Bed | Pollution Control Equipment | Wet Scrubbers | Miscellaneous (Wet Scrubber) | 8420 | Heat tracer
800 | Miscellaneous | Pollution Control Equipment | Wet Scrubbers | Miscellaneous (Wet Scrubber) | 8420 | Heat tracer
810 | Multi-boiler/Multi-turbine | Pollution Control Equipment | Wet Scrubbers | Miscellaneous (Wet Scrubber) | 8420 | Heat tracer
830 | Geothermal | Pollution Control Equipment | Wet Scrubbers | Miscellaneous (Wet Scrubber) | 8420 | Heat tracer
100 | Fossil-Steam | Pollution Control Equipment | Wet Scrubbers | Miscellaneous (Wet Scrubber) | 8425 | Miscellaneous mechanical failures
650 | Fluidized Bed | Pollution Control Equipment | Wet Scrubbers | Miscellaneous (Wet Scrubber) | 8425 | Miscellaneous mechanical failures
800 | Miscellaneous | Pollution Control Equipment | Wet Scrubbers | Miscellaneous (Wet Scrubber) | 8425 | Miscellaneous mechanical failures
810 | Multi-boiler/Multi-turbine | Pollution Control Equipment | Wet Scrubbers | Miscellaneous (Wet Scrubber) | 8425 | Miscellaneous mechanical failures
830 | Geothermal | Pollution Control Equipment | Wet Scrubbers | Miscellaneous (Wet Scrubber) | 8425 | Miscellaneous mechanical failures
100 | Fossil-Steam | Pollution Control Equipment | Wet Scrubbers | Miscellaneous (Wet Scrubber) | 8426 | Miscellaneous electrical failures
650 | Fluidized Bed | Pollution Control Equipment | Wet Scrubbers | Miscellaneous (Wet Scrubber) | 8426 | Miscellaneous electrical failures
800 | Miscellaneous | Pollution Control Equipment | Wet Scrubbers | Miscellaneous (Wet Scrubber) | 8426 | Miscellaneous electrical failures
810 | Multi-boiler/Multi-turbine | Pollution Control Equipment | Wet Scrubbers | Miscellaneous (Wet Scrubber) | 8426 | Miscellaneous electrical failures
830 | Geothermal | Pollution Control Equipment | Wet Scrubbers | Miscellaneous (Wet Scrubber) | 8426 | Miscellaneous electrical failures
100 | Fossil-Steam | Pollution Control Equipment | Wet Scrubbers | Miscellaneous (Wet Scrubber) | 8430 | Stack damage related to scrubber system
650 | Fluidized Bed | Pollution Control Equipment | Wet Scrubbers | Miscellaneous (Wet Scrubber) | 8430 | Stack damage related to scrubber system
800 | Miscellaneous | Pollution Control Equipment | Wet Scrubbers | Miscellaneous (Wet Scrubber) | 8430 | Stack damage related to scrubber system
810 | Multi-boiler/Multi-turbine | Pollution Control Equipment | Wet Scrubbers | Miscellaneous (Wet Scrubber) | 8430 | Stack damage related to scrubber system
830 | Geothermal | Pollution Control Equipment | Wet Scrubbers | Miscellaneous (Wet Scrubber) | 8430 | Stack damage related to scrubber system
100 | Fossil-Steam | Pollution Control Equipment | Wet Scrubbers | Miscellaneous (Wet Scrubber) | 8440 | Major overhaul
650 | Fluidized Bed | Pollution Control Equipment | Wet Scrubbers | Miscellaneous (Wet Scrubber) | 8440 | Major overhaul
800 | Miscellaneous | Pollution Control Equipment | Wet Scrubbers | Miscellaneous (Wet Scrubber) | 8440 | Major overhaul
810 | Multi-boiler/Multi-turbine | Pollution Control Equipment | Wet Scrubbers | Miscellaneous (Wet Scrubber) | 8440 | Major overhaul
830 | Geothermal | Pollution Control Equipment | Wet Scrubbers | Miscellaneous (Wet Scrubber) | 8440 | Major overhaul
100 | Fossil-Steam | Pollution Control Equipment | Wet Scrubbers | Miscellaneous (Wet Scrubber) | 8450 | Inspection
650 | Fluidized Bed | Pollution Control Equipment | Wet Scrubbers | Miscellaneous (Wet Scrubber) | 8450 | Inspection
800 | Miscellaneous | Pollution Control Equipment | Wet Scrubbers | Miscellaneous (Wet Scrubber) | 8450 | Inspection
810 | Multi-boiler/Multi-turbine | Pollution Control Equipment | Wet Scrubbers | Miscellaneous (Wet Scrubber) | 8450 | Inspection
830 | Geothermal | Pollution Control Equipment | Wet Scrubbers | Miscellaneous (Wet Scrubber) | 8450 | Inspection
100 | Fossil-Steam | Pollution Control Equipment | Wet Scrubbers | Miscellaneous (Wet Scrubber) | 8460 | Testing
650 | Fluidized Bed | Pollution Control Equipment | Wet Scrubbers | Miscellaneous (Wet Scrubber) | 8460 | Testing
800 | Miscellaneous | Pollution Control Equipment | Wet Scrubbers | Miscellaneous (Wet Scrubber) | 8460 | Testing
810 | Multi-boiler/Multi-turbine | Pollution Control Equipment | Wet Scrubbers | Miscellaneous (Wet Scrubber) | 8460 | Testing
830 | Geothermal | Pollution Control Equipment | Wet Scrubbers | Miscellaneous (Wet Scrubber) | 8460 | Testing
100 | Fossil-Steam | Pollution Control Equipment | Wet Scrubbers | Miscellaneous (Wet Scrubber) | 8470 | SO2 monitor
650 | Fluidized Bed | Pollution Control Equipment | Wet Scrubbers | Miscellaneous (Wet Scrubber) | 8470 | SO2 monitor
800 | Miscellaneous | Pollution Control Equipment | Wet Scrubbers | Miscellaneous (Wet Scrubber) | 8470 | SO2 monitor
810 | Multi-boiler/Multi-turbine | Pollution Control Equipment | Wet Scrubbers | Miscellaneous (Wet Scrubber) | 8470 | SO2 monitor
830 | Geothermal | Pollution Control Equipment | Wet Scrubbers | Miscellaneous (Wet Scrubber) | 8470 | SO2 monitor
100 | Fossil-Steam | Pollution Control Equipment | Wet Scrubbers | Miscellaneous (Wet Scrubber) | 8499 | Other miscellaneous wet scrubber problems
650 | Fluidized Bed | Pollution Control Equipment | Wet Scrubbers | Miscellaneous (Wet Scrubber) | 8499 | Other miscellaneous wet scrubber problems
800 | Miscellaneous | Pollution Control Equipment | Wet Scrubbers | Miscellaneous (Wet Scrubber) | 8499 | Other miscellaneous wet scrubber problems
810 | Multi-boiler/Multi-turbine | Pollution Control Equipment | Wet Scrubbers | Miscellaneous (Wet Scrubber) | 8499 | Other miscellaneous wet scrubber problems
830 | Geothermal | Pollution Control Equipment | Wet Scrubbers | Miscellaneous (Wet Scrubber) | 8499 | Other miscellaneous wet scrubber problems
100 | Fossil-Steam | Pollution Control Equipment | Dry Scrubbers | Reagent\Slurry Supply | 8500 | Slurry storage and feed tanks
650 | Fluidized Bed | Pollution Control Equipment | Dry Scrubbers | Reagent\Slurry Supply | 8500 | Slurry storage and feed tanks
800 | Miscellaneous | Pollution Control Equipment | Dry Scrubbers | Reagent\Slurry Supply | 8500 | Slurry storage and feed tanks
810 | Multi-boiler/Multi-turbine | Pollution Control Equipment | Dry Scrubbers | Reagent\Slurry Supply | 8500 | Slurry storage and feed tanks
100 | Fossil-Steam | Pollution Control Equipment | Dry Scrubbers | Reagent\Slurry Supply | 8501 | Reagent storage, feed bins, and conveyors
650 | Fluidized Bed | Pollution Control Equipment | Dry Scrubbers | Reagent\Slurry Supply | 8501 | Reagent storage, feed bins, and conveyors
800 | Miscellaneous | Pollution Control Equipment | Dry Scrubbers | Reagent\Slurry Supply | 8501 | Reagent storage, feed bins, and conveyors
810 | Multi-boiler/Multi-turbine | Pollution Control Equipment | Dry Scrubbers | Reagent\Slurry Supply | 8501 | Reagent storage, feed bins, and conveyors
100 | Fossil-Steam | Pollution Control Equipment | Dry Scrubbers | Reagent\Slurry Supply | 8502 | Weigh feeders
650 | Fluidized Bed | Pollution Control Equipment | Dry Scrubbers | Reagent\Slurry Supply | 8502 | Weigh feeders
800 | Miscellaneous | Pollution Control Equipment | Dry Scrubbers | Reagent\Slurry Supply | 8502 | Weigh feeders
810 | Multi-boiler/Multi-turbine | Pollution Control Equipment | Dry Scrubbers | Reagent\Slurry Supply | 8502 | Weigh feeders
100 | Fossil-Steam | Pollution Control Equipment | Dry Scrubbers | Reagent\Slurry Supply | 8503 | Screw conveyors
650 | Fluidized Bed | Pollution Control Equipment | Dry Scrubbers | Reagent\Slurry Supply | 8503 | Screw conveyors
800 | Miscellaneous | Pollution Control Equipment | Dry Scrubbers | Reagent\Slurry Supply | 8503 | Screw conveyors
810 | Multi-boiler/Multi-turbine | Pollution Control Equipment | Dry Scrubbers | Reagent\Slurry Supply | 8503 | Screw conveyors
100 | Fossil-Steam | Pollution Control Equipment | Dry Scrubbers | Reagent\Slurry Supply | 8504 | Mills/slakers
650 | Fluidized Bed | Pollution Control Equipment | Dry Scrubbers | Reagent\Slurry Supply | 8504 | Mills/slakers
800 | Miscellaneous | Pollution Control Equipment | Dry Scrubbers | Reagent\Slurry Supply | 8504 | Mills/slakers
810 | Multi-boiler/Multi-turbine | Pollution Control Equipment | Dry Scrubbers | Reagent\Slurry Supply | 8504 | Mills/slakers
100 | Fossil-Steam | Pollution Control Equipment | Dry Scrubbers | Reagent\Slurry Supply | 8505 | Scalping screens
650 | Fluidized Bed | Pollution Control Equipment | Dry Scrubbers | Reagent\Slurry Supply | 8505 | Scalping screens
800 | Miscellaneous | Pollution Control Equipment | Dry Scrubbers | Reagent\Slurry Supply | 8505 | Scalping screens
810 | Multi-boiler/Multi-turbine | Pollution Control Equipment | Dry Scrubbers | Reagent\Slurry Supply | 8505 | Scalping screens
100 | Fossil-Steam | Pollution Control Equipment | Dry Scrubbers | Reagent\Slurry Supply | 8506 | Slurry pipelines
650 | Fluidized Bed | Pollution Control Equipment | Dry Scrubbers | Reagent\Slurry Supply | 8506 | Slurry pipelines
800 | Miscellaneous | Pollution Control Equipment | Dry Scrubbers | Reagent\Slurry Supply | 8506 | Slurry pipelines
810 | Multi-boiler/Multi-turbine | Pollution Control Equipment | Dry Scrubbers | Reagent\Slurry Supply | 8506 | Slurry pipelines
100 | Fossil-Steam | Pollution Control Equipment | Dry Scrubbers | Reagent\Slurry Supply | 8507 | Reagent uploading and transfer systems
650 | Fluidized Bed | Pollution Control Equipment | Dry Scrubbers | Reagent\Slurry Supply | 8507 | Reagent uploading and transfer systems
800 | Miscellaneous | Pollution Control Equipment | Dry Scrubbers | Reagent\Slurry Supply | 8507 | Reagent uploading and transfer systems
810 | Multi-boiler/Multi-turbine | Pollution Control Equipment | Dry Scrubbers | Reagent\Slurry Supply | 8507 | Reagent uploading and transfer systems
100 | Fossil-Steam | Pollution Control Equipment | Dry Scrubbers | Reagent\Slurry Supply | 8508 | Reagent unavailability
650 | Fluidized Bed | Pollution Control Equipment | Dry Scrubbers | Reagent\Slurry Supply | 8508 | Reagent unavailability
800 | Miscellaneous | Pollution Control Equipment | Dry Scrubbers | Reagent\Slurry Supply | 8508 | Reagent unavailability
810 | Multi-boiler/Multi-turbine | Pollution Control Equipment | Dry Scrubbers | Reagent\Slurry Supply | 8508 | Reagent unavailability
100 | Fossil-Steam | Pollution Control Equipment | Dry Scrubbers | Reagent\Slurry Supply | 8510 | Slurry mixers and agitators
650 | Fluidized Bed | Pollution Control Equipment | Dry Scrubbers | Reagent\Slurry Supply | 8510 | Slurry mixers and agitators
800 | Miscellaneous | Pollution Control Equipment | Dry Scrubbers | Reagent\Slurry Supply | 8510 | Slurry mixers and agitators
810 | Multi-boiler/Multi-turbine | Pollution Control Equipment | Dry Scrubbers | Reagent\Slurry Supply | 8510 | Slurry mixers and agitators
100 | Fossil-Steam | Pollution Control Equipment | Dry Scrubbers | Reagent\Slurry Supply | 8520 | Slurry transfer pumps and motors
650 | Fluidized Bed | Pollution Control Equipment | Dry Scrubbers | Reagent\Slurry Supply | 8520 | Slurry transfer pumps and motors
800 | Miscellaneous | Pollution Control Equipment | Dry Scrubbers | Reagent\Slurry Supply | 8520 | Slurry transfer pumps and motors
810 | Multi-boiler/Multi-turbine | Pollution Control Equipment | Dry Scrubbers | Reagent\Slurry Supply | 8520 | Slurry transfer pumps and motors
100 | Fossil-Steam | Pollution Control Equipment | Dry Scrubbers | Reagent\Slurry Supply | 8521 | Reagent/slurry problems
650 | Fluidized Bed | Pollution Control Equipment | Dry Scrubbers | Reagent\Slurry Supply | 8521 | Reagent/slurry problems
800 | Miscellaneous | Pollution Control Equipment | Dry Scrubbers | Reagent\Slurry Supply | 8521 | Reagent/slurry problems
810 | Multi-boiler/Multi-turbine | Pollution Control Equipment | Dry Scrubbers | Reagent\Slurry Supply | 8521 | Reagent/slurry problems
100 | Fossil-Steam | Pollution Control Equipment | Dry Scrubbers | Piping, Ducting, and Dampers | 8522 | Piping
650 | Fluidized Bed | Pollution Control Equipment | Dry Scrubbers | Piping, Ducting, and Dampers | 8522 | Piping
800 | Miscellaneous | Pollution Control Equipment | Dry Scrubbers | Piping, Ducting, and Dampers | 8522 | Piping
810 | Multi-boiler/Multi-turbine | Pollution Control Equipment | Dry Scrubbers | Piping, Ducting, and Dampers | 8522 | Piping
100 | Fossil-Steam | Pollution Control Equipment | Dry Scrubbers | Piping, Ducting, and Dampers | 8523 | Valves
650 | Fluidized Bed | Pollution Control Equipment | Dry Scrubbers | Piping, Ducting, and Dampers | 8523 | Valves
800 | Miscellaneous | Pollution Control Equipment | Dry Scrubbers | Piping, Ducting, and Dampers | 8523 | Valves
810 | Multi-boiler/Multi-turbine | Pollution Control Equipment | Dry Scrubbers | Piping, Ducting, and Dampers | 8523 | Valves
100 | Fossil-Steam | Pollution Control Equipment | Dry Scrubbers | Piping, Ducting, and Dampers | 8524 | Strainers or filters
650 | Fluidized Bed | Pollution Control Equipment | Dry Scrubbers | Piping, Ducting, and Dampers | 8524 | Strainers or filters
800 | Miscellaneous | Pollution Control Equipment | Dry Scrubbers | Piping, Ducting, and Dampers | 8524 | Strainers or filters
810 | Multi-boiler/Multi-turbine | Pollution Control Equipment | Dry Scrubbers | Piping, Ducting, and Dampers | 8524 | Strainers or filters
100 | Fossil-Steam | Pollution Control Equipment | Dry Scrubbers | Piping, Ducting, and Dampers | 8525 | Ducting
650 | Fluidized Bed | Pollution Control Equipment | Dry Scrubbers | Piping, Ducting, and Dampers | 8525 | Ducting
800 | Miscellaneous | Pollution Control Equipment | Dry Scrubbers | Piping, Ducting, and Dampers | 8525 | Ducting
810 | Multi-boiler/Multi-turbine | Pollution Control Equipment | Dry Scrubbers | Piping, Ducting, and Dampers | 8525 | Ducting
100 | Fossil-Steam | Pollution Control Equipment | Dry Scrubbers | Piping, Ducting, and Dampers | 8526 | Dampers
650 | Fluidized Bed | Pollution Control Equipment | Dry Scrubbers | Piping, Ducting, and Dampers | 8526 | Dampers
800 | Miscellaneous | Pollution Control Equipment | Dry Scrubbers | Piping, Ducting, and Dampers | 8526 | Dampers
810 | Multi-boiler/Multi-turbine | Pollution Control Equipment | Dry Scrubbers | Piping, Ducting, and Dampers | 8526 | Dampers
100 | Fossil-Steam | Pollution Control Equipment | Dry Scrubbers | Piping, Ducting, and Dampers | 8527 | Other piping, ducting, and damper problems
650 | Fluidized Bed | Pollution Control Equipment | Dry Scrubbers | Piping, Ducting, and Dampers | 8527 | Other piping, ducting, and damper problems
800 | Miscellaneous | Pollution Control Equipment | Dry Scrubbers | Piping, Ducting, and Dampers | 8527 | Other piping, ducting, and damper problems
810 | Multi-boiler/Multi-turbine | Pollution Control Equipment | Dry Scrubbers | Piping, Ducting, and Dampers | 8527 | Other piping, ducting, and damper problems
100 | Fossil-Steam | Pollution Control Equipment | Dry Scrubbers | Dry Scrubber | 8528 | Dry scrubber instruments and controls
650 | Fluidized Bed | Pollution Control Equipment | Dry Scrubbers | Dry Scrubber | 8528 | Dry scrubber instruments and controls
800 | Miscellaneous | Pollution Control Equipment | Dry Scrubbers | Dry Scrubber | 8528 | Dry scrubber instruments and controls
100 | Fossil-Steam | Pollution Control Equipment | Dry Scrubbers | Dry Scrubber | 8529 | Gas dispersers
650 | Fluidized Bed | Pollution Control Equipment | Dry Scrubbers | Dry Scrubber | 8529 | Gas dispersers
800 | Miscellaneous | Pollution Control Equipment | Dry Scrubbers | Dry Scrubber | 8529 | Gas dispersers
810 | Multi-boiler/Multi-turbine | Pollution Control Equipment | Dry Scrubbers | Dry Scrubber | 8529 | Gas dispersers
100 | Fossil-Steam | Pollution Control Equipment | Dry Scrubbers | Dry Scrubber | 8530 | Spray towers
650 | Fluidized Bed | Pollution Control Equipment | Dry Scrubbers | Dry Scrubber | 8530 | Spray towers
800 | Miscellaneous | Pollution Control Equipment | Dry Scrubbers | Dry Scrubber | 8530 | Spray towers
810 | Multi-boiler/Multi-turbine | Pollution Control Equipment | Dry Scrubbers | Dry Scrubber | 8530 | Spray towers
100 | Fossil-Steam | Pollution Control Equipment | Dry Scrubbers | Dry Scrubber | 8531 | Spray machine/atomizer
650 | Fluidized Bed | Pollution Control Equipment | Dry Scrubbers | Dry Scrubber | 8531 | Spray machine/atomizer
800 | Miscellaneous | Pollution Control Equipment | Dry Scrubbers | Dry Scrubber | 8531 | Spray machine/atomizer
810 | Multi-boiler/Multi-turbine | Pollution Control Equipment | Dry Scrubbers | Dry Scrubber | 8531 | Spray machine/atomizer
100 | Fossil-Steam | Pollution Control Equipment | Dry Scrubbers | Dry Scrubber | 8532 | Spray machine/atomizer motors
650 | Fluidized Bed | Pollution Control Equipment | Dry Scrubbers | Dry Scrubber | 8532 | Spray machine/atomizer motors
800 | Miscellaneous | Pollution Control Equipment | Dry Scrubbers | Dry Scrubber | 8532 | Spray machine/atomizer motors
810 | Multi-boiler/Multi-turbine | Pollution Control Equipment | Dry Scrubbers | Dry Scrubber | 8532 | Spray machine/atomizer motors
100 | Fossil-Steam | Pollution Control Equipment | Dry Scrubbers | Dry Scrubber | 8533 | Spray machine/atomizer lubrication systems
650 | Fluidized Bed | Pollution Control Equipment | Dry Scrubbers | Dry Scrubber | 8533 | Spray machine/atomizer lubrication systems
800 | Miscellaneous | Pollution Control Equipment | Dry Scrubbers | Dry Scrubber | 8533 | Spray machine/atomizer lubrication systems
810 | Multi-boiler/Multi-turbine | Pollution Control Equipment | Dry Scrubbers | Dry Scrubber | 8533 | Spray machine/atomizer lubrication systems
100 | Fossil-Steam | Pollution Control Equipment | Dry Scrubbers | Dry Scrubber | 8534 | Spray machine/atomizer vibration problems
650 | Fluidized Bed | Pollution Control Equipment | Dry Scrubbers | Dry Scrubber | 8534 | Spray machine/atomizer vibration problems
800 | Miscellaneous | Pollution Control Equipment | Dry Scrubbers | Dry Scrubber | 8534 | Spray machine/atomizer vibration problems
810 | Multi-boiler/Multi-turbine | Pollution Control Equipment | Dry Scrubbers | Dry Scrubber | 8534 | Spray machine/atomizer vibration problems
100 | Fossil-Steam | Pollution Control Equipment | Dry Scrubbers | Waste Disposal and Recovery | 8535 | Fly ash conveyors
650 | Fluidized Bed | Pollution Control Equipment | Dry Scrubbers | Waste Disposal and Recovery | 8535 | Fly ash conveyors
800 | Miscellaneous | Pollution Control Equipment | Dry Scrubbers | Waste Disposal and Recovery | 8535 | Fly ash conveyors
810 | Multi-boiler/Multi-turbine | Pollution Control Equipment | Dry Scrubbers | Waste Disposal and Recovery | 8535 | Fly ash conveyors
100 | Fossil-Steam | Pollution Control Equipment | Dry Scrubbers | Waste Disposal and Recovery | 8536 | Bucket elevators
650 | Fluidized Bed | Pollution Control Equipment | Dry Scrubbers | Waste Disposal and Recovery | 8536 | Bucket elevators
800 | Miscellaneous | Pollution Control Equipment | Dry Scrubbers | Waste Disposal and Recovery | 8536 | Bucket elevators
810 | Multi-boiler/Multi-turbine | Pollution Control Equipment | Dry Scrubbers | Waste Disposal and Recovery | 8536 | Bucket elevators
100 | Fossil-Steam | Pollution Control Equipment | Dry Scrubbers | Waste Disposal and Recovery | 8537 | Weigh hoppers
650 | Fluidized Bed | Pollution Control Equipment | Dry Scrubbers | Waste Disposal and Recovery | 8537 | Weigh hoppers
800 | Miscellaneous | Pollution Control Equipment | Dry Scrubbers | Waste Disposal and Recovery | 8537 | Weigh hoppers
810 | Multi-boiler/Multi-turbine | Pollution Control Equipment | Dry Scrubbers | Waste Disposal and Recovery | 8537 | Weigh hoppers
100 | Fossil-Steam | Pollution Control Equipment | Dry Scrubbers | Waste Disposal and Recovery | 8538 | Recycle storage and feed tanks including agitators
650 | Fluidized Bed | Pollution Control Equipment | Dry Scrubbers | Waste Disposal and Recovery | 8538 | Recycle storage and feed tanks including agitators
800 | Miscellaneous | Pollution Control Equipment | Dry Scrubbers | Waste Disposal and Recovery | 8538 | Recycle storage and feed tanks including agitators
810 | Multi-boiler/Multi-turbine | Pollution Control Equipment | Dry Scrubbers | Waste Disposal and Recovery | 8538 | Recycle storage and feed tanks including agitators
100 | Fossil-Steam | Pollution Control Equipment | Dry Scrubbers | Waste Disposal and Recovery | 8539 | Recycle slurry transfer pumps
650 | Fluidized Bed | Pollution Control Equipment | Dry Scrubbers | Waste Disposal and Recovery | 8539 | Recycle slurry transfer pumps
800 | Miscellaneous | Pollution Control Equipment | Dry Scrubbers | Waste Disposal and Recovery | 8539 | Recycle slurry transfer pumps
810 | Multi-boiler/Multi-turbine | Pollution Control Equipment | Dry Scrubbers | Waste Disposal and Recovery | 8539 | Recycle slurry transfer pumps
100 | Fossil-Steam | Pollution Control Equipment | Dry Scrubbers | Waste Disposal and Recovery | 8540 | Waste disposal
650 | Fluidized Bed | Pollution Control Equipment | Dry Scrubbers | Waste Disposal and Recovery | 8540 | Waste disposal
800 | Miscellaneous | Pollution Control Equipment | Dry Scrubbers | Waste Disposal and Recovery | 8540 | Waste disposal
810 | Multi-boiler/Multi-turbine | Pollution Control Equipment | Dry Scrubbers | Waste Disposal and Recovery | 8540 | Waste disposal
100 | Fossil-Steam | Pollution Control Equipment | Dry Scrubbers | Waste Disposal and Recovery | 8541 | Recycle feed bins
650 | Fluidized Bed | Pollution Control Equipment | Dry Scrubbers | Waste Disposal and Recovery | 8541 | Recycle feed bins
800 | Miscellaneous | Pollution Control Equipment | Dry Scrubbers | Waste Disposal and Recovery | 8541 | Recycle feed bins
810 | Multi-boiler/Multi-turbine | Pollution Control Equipment | Dry Scrubbers | Waste Disposal and Recovery | 8541 | Recycle feed bins
100 | Fossil-Steam | Pollution Control Equipment | Dry Scrubbers | Waste Disposal and Recovery | 8542 | Recycle feed bins aeration systems
650 | Fluidized Bed | Pollution Control Equipment | Dry Scrubbers | Waste Disposal and Recovery | 8542 | Recycle feed bins aeration systems
800 | Miscellaneous | Pollution Control Equipment | Dry Scrubbers | Waste Disposal and Recovery | 8542 | Recycle feed bins aeration systems
810 | Multi-boiler/Multi-turbine | Pollution Control Equipment | Dry Scrubbers | Waste Disposal and Recovery | 8542 | Recycle feed bins aeration systems
100 | Fossil-Steam | Pollution Control Equipment | Dry Scrubbers | Waste Disposal and Recovery | 8543 | Powder coolers
650 | Fluidized Bed | Pollution Control Equipment | Dry Scrubbers | Waste Disposal and Recovery | 8543 | Powder coolers
800 | Miscellaneous | Pollution Control Equipment | Dry Scrubbers | Waste Disposal and Recovery | 8543 | Powder coolers
810 | Multi-boiler/Multi-turbine | Pollution Control Equipment | Dry Scrubbers | Waste Disposal and Recovery | 8543 | Powder coolers
100 | Fossil-Steam | Pollution Control Equipment | Dry Scrubbers | Miscellaneous (Dry Scrubber) | 8544 | Mechanical failures
650 | Fluidized Bed | Pollution Control Equipment | Dry Scrubbers | Miscellaneous (Dry Scrubber) | 8544 | Mechanical failures
800 | Miscellaneous | Pollution Control Equipment | Dry Scrubbers | Miscellaneous (Dry Scrubber) | 8544 | Mechanical failures
810 | Multi-boiler/Multi-turbine | Pollution Control Equipment | Dry Scrubbers | Miscellaneous (Dry Scrubber) | 8544 | Mechanical failures
100 | Fossil-Steam | Pollution Control Equipment | Dry Scrubbers | Miscellaneous (Dry Scrubber) | 8545 | Electrical failures
650 | Fluidized Bed | Pollution Control Equipment | Dry Scrubbers | Miscellaneous (Dry Scrubber) | 8545 | Electrical failures
800 | Miscellaneous | Pollution Control Equipment | Dry Scrubbers | Miscellaneous (Dry Scrubber) | 8545 | Electrical failures
810 | Multi-boiler/Multi-turbine | Pollution Control Equipment | Dry Scrubbers | Miscellaneous (Dry Scrubber) | 8545 | Electrical failures
100 | Fossil-Steam | Pollution Control Equipment | Dry Scrubbers | Miscellaneous (Dry Scrubber) | 8546 | Major overhaul
650 | Fluidized Bed | Pollution Control Equipment | Dry Scrubbers | Miscellaneous (Dry Scrubber) | 8546 | Major overhaul
800 | Miscellaneous | Pollution Control Equipment | Dry Scrubbers | Miscellaneous (Dry Scrubber) | 8546 | Major overhaul
810 | Multi-boiler/Multi-turbine | Pollution Control Equipment | Dry Scrubbers | Miscellaneous (Dry Scrubber) | 8546 | Major overhaul
100 | Fossil-Steam | Pollution Control Equipment | Dry Scrubbers | Miscellaneous (Dry Scrubber) | 8547 | Inspection
650 | Fluidized Bed | Pollution Control Equipment | Dry Scrubbers | Miscellaneous (Dry Scrubber) | 8547 | Inspection
800 | Miscellaneous | Pollution Control Equipment | Dry Scrubbers | Miscellaneous (Dry Scrubber) | 8547 | Inspection
810 | Multi-boiler/Multi-turbine | Pollution Control Equipment | Dry Scrubbers | Miscellaneous (Dry Scrubber) | 8547 | Inspection
100 | Fossil-Steam | Pollution Control Equipment | Dry Scrubbers | Miscellaneous (Dry Scrubber) | 8548 | Testing
650 | Fluidized Bed | Pollution Control Equipment | Dry Scrubbers | Miscellaneous (Dry Scrubber) | 8548 | Testing
800 | Miscellaneous | Pollution Control Equipment | Dry Scrubbers | Miscellaneous (Dry Scrubber) | 8548 | Testing
810 | Multi-boiler/Multi-turbine | Pollution Control Equipment | Dry Scrubbers | Miscellaneous (Dry Scrubber) | 8548 | Testing
100 | Fossil-Steam | Pollution Control Equipment | Dry Scrubbers | Miscellaneous (Dry Scrubber) | 8549 | Other dry scrubber problems
650 | Fluidized Bed | Pollution Control Equipment | Dry Scrubbers | Miscellaneous (Dry Scrubber) | 8549 | Other dry scrubber problems
800 | Miscellaneous | Pollution Control Equipment | Dry Scrubbers | Miscellaneous (Dry Scrubber) | 8549 | Other dry scrubber problems
810 | Multi-boiler/Multi-turbine | Pollution Control Equipment | Dry Scrubbers | Miscellaneous (Dry Scrubber) | 8549 | Other dry scrubber problems
100 | Fossil-Steam | Pollution Control Equipment | Precipitators |  | 8550 | Electrostatic precipitator fouling
650 | Fluidized Bed | Pollution Control Equipment | Precipitators |  | 8550 | Electrostatic precipitator fouling
800 | Miscellaneous | Pollution Control Equipment | Precipitators |  | 8550 | Electrostatic precipitator fouling
810 | Multi-boiler/Multi-turbine | Pollution Control Equipment | Precipitators |  | 8550 | Electrostatic precipitator fouling
100 | Fossil-Steam | Pollution Control Equipment | Precipitators |  | 8551 | Electrostatic precipitator field out of service
650 | Fluidized Bed | Pollution Control Equipment | Precipitators |  | 8551 | Electrostatic precipitator field out of service
800 | Miscellaneous | Pollution Control Equipment | Precipitators |  | 8551 | Electrostatic precipitator field out of service
810 | Multi-boiler/Multi-turbine | Pollution Control Equipment | Precipitators |  | 8551 | Electrostatic precipitator field out of service
100 | Fossil-Steam | Pollution Control Equipment | Precipitators |  | 8560 | Electrostatic precipitator problems
650 | Fluidized Bed | Pollution Control Equipment | Precipitators |  | 8560 | Electrostatic precipitator problems
800 | Miscellaneous | Pollution Control Equipment | Precipitators |  | 8560 | Electrostatic precipitator problems
810 | Multi-boiler/Multi-turbine | Pollution Control Equipment | Precipitators |  | 8560 | Electrostatic precipitator problems
100 | Fossil-Steam | Pollution Control Equipment | Miscellaneous (Pollution Control Equipment) |  | 8565 | Electrostatic Precipitator rebuild/overhaul
650 | Fluidized Bed | Pollution Control Equipment | Miscellaneous (Pollution Control Equipment) |  | 8565 | Electrostatic Precipitator rebuild/overhaul
800 | Miscellaneous | Pollution Control Equipment | Miscellaneous (Pollution Control Equipment) |  | 8565 | Electrostatic Precipitator rebuild/overhaul
810 | Multi-boiler/Multi-turbine | Pollution Control Equipment | Miscellaneous (Pollution Control Equipment) |  | 8565 | Electrostatic Precipitator rebuild/overhaul
100 | Fossil-Steam | Pollution Control Equipment | Precipitators |  | 8570 | Mechanical precipitator fouling
650 | Fluidized Bed | Pollution Control Equipment | Precipitators |  | 8570 | Mechanical precipitator fouling
800 | Miscellaneous | Pollution Control Equipment | Precipitators |  | 8570 | Mechanical precipitator fouling
810 | Multi-boiler/Multi-turbine | Pollution Control Equipment | Precipitators |  | 8570 | Mechanical precipitator fouling
100 | Fossil-Steam | Pollution Control Equipment | Precipitators |  | 8580 | Mechanical precipitator problems
650 | Fluidized Bed | Pollution Control Equipment | Precipitators |  | 8580 | Mechanical precipitator problems
800 | Miscellaneous | Pollution Control Equipment | Precipitators |  | 8580 | Mechanical precipitator problems
810 | Multi-boiler/Multi-turbine | Pollution Control Equipment | Precipitators |  | 8580 | Mechanical precipitator problems
100 | Fossil-Steam | Pollution Control Equipment | Precipitators |  | 8590 | Other precipitator problems
650 | Fluidized Bed | Pollution Control Equipment | Precipitators |  | 8590 | Other precipitator problems
800 | Miscellaneous | Pollution Control Equipment | Precipitators |  | 8590 | Other precipitator problems
810 | Multi-boiler/Multi-turbine | Pollution Control Equipment | Precipitators |  | 8590 | Other precipitator problems
100 | Fossil-Steam | Pollution Control Equipment | Miscellaneous (Pollution Control Equipment) |  | 8600 | Flue gas additives (furnace injection)
650 | Fluidized Bed | Pollution Control Equipment | Miscellaneous (Pollution Control Equipment) |  | 8600 | Flue gas additives (furnace injection)
800 | Miscellaneous | Pollution Control Equipment | Miscellaneous (Pollution Control Equipment) |  | 8600 | Flue gas additives (furnace injection)
810 | Multi-boiler/Multi-turbine | Pollution Control Equipment | Miscellaneous (Pollution Control Equipment) |  | 8600 | Flue gas additives (furnace injection)
100 | Fossil-Steam | Pollution Control Equipment | Miscellaneous (Pollution Control Equipment) |  | 8601 | SO3 mitigation
650 | Fluidized Bed | Pollution Control Equipment | Miscellaneous (Pollution Control Equipment) |  | 8601 | SO3 mitigation
800 | Miscellaneous | Pollution Control Equipment | Miscellaneous (Pollution Control Equipment) |  | 8601 | SO3 mitigation
810 | Multi-boiler/Multi-turbine | Pollution Control Equipment | Miscellaneous (Pollution Control Equipment) |  | 8601 | SO3 mitigation
100 | Fossil-Steam | Pollution Control Equipment | Miscellaneous (Pollution Control Equipment) |  | 8620 | Mercury Abatement Equipment
650 | Fluidized Bed | Pollution Control Equipment | Miscellaneous (Pollution Control Equipment) |  | 8620 | Mercury Abatement Equipment
800 | Miscellaneous | Pollution Control Equipment | Miscellaneous (Pollution Control Equipment) |  | 8620 | Mercury Abatement Equipment
810 | Multi-boiler/Multi-turbine | Pollution Control Equipment | Miscellaneous (Pollution Control Equipment) |  | 8620 | Mercury Abatement Equipment
100 | Fossil-Steam | Pollution Control Equipment | Miscellaneous (Pollution Control Equipment) |  | 8650 | Baghouse systems, general
650 | Fluidized Bed | Pollution Control Equipment | Miscellaneous (Pollution Control Equipment) |  | 8650 | Baghouse systems, general
800 | Miscellaneous | Pollution Control Equipment | Miscellaneous (Pollution Control Equipment) |  | 8650 | Baghouse systems, general
810 | Multi-boiler/Multi-turbine | Pollution Control Equipment | Miscellaneous (Pollution Control Equipment) |  | 8650 | Baghouse systems, general
100 | Fossil-Steam | Pollution Control Equipment | Miscellaneous (Pollution Control Equipment) |  | 8651 | Bag failures and rebagging
650 | Fluidized Bed | Pollution Control Equipment | Miscellaneous (Pollution Control Equipment) |  | 8651 | Bag failures and rebagging
800 | Miscellaneous | Pollution Control Equipment | Miscellaneous (Pollution Control Equipment) |  | 8651 | Bag failures and rebagging
810 | Multi-boiler/Multi-turbine | Pollution Control Equipment | Miscellaneous (Pollution Control Equipment) |  | 8651 | Bag failures and rebagging
100 | Fossil-Steam | Pollution Control Equipment | Miscellaneous (Pollution Control Equipment) |  | 8652 | Shakers and rappers
650 | Fluidized Bed | Pollution Control Equipment | Miscellaneous (Pollution Control Equipment) |  | 8652 | Shakers and rappers
800 | Miscellaneous | Pollution Control Equipment | Miscellaneous (Pollution Control Equipment) |  | 8652 | Shakers and rappers
810 | Multi-boiler/Multi-turbine | Pollution Control Equipment | Miscellaneous (Pollution Control Equipment) |  | 8652 | Shakers and rappers
100 | Fossil-Steam | Pollution Control Equipment | Miscellaneous (Pollution Control Equipment) |  | 8653 | Inflation and deflation fans and motors
650 | Fluidized Bed | Pollution Control Equipment | Miscellaneous (Pollution Control Equipment) |  | 8653 | Inflation and deflation fans and motors
800 | Miscellaneous | Pollution Control Equipment | Miscellaneous (Pollution Control Equipment) |  | 8653 | Inflation and deflation fans and motors
810 | Multi-boiler/Multi-turbine | Pollution Control Equipment | Miscellaneous (Pollution Control Equipment) |  | 8653 | Inflation and deflation fans and motors
100 | Fossil-Steam | Pollution Control Equipment | Miscellaneous (Pollution Control Equipment) |  | 8654 | Baghouse booster fans and motors
650 | Fluidized Bed | Pollution Control Equipment | Miscellaneous (Pollution Control Equipment) |  | 8654 | Baghouse booster fans and motors
800 | Miscellaneous | Pollution Control Equipment | Miscellaneous (Pollution Control Equipment) |  | 8654 | Baghouse booster fans and motors
810 | Multi-boiler/Multi-turbine | Pollution Control Equipment | Miscellaneous (Pollution Control Equipment) |  | 8654 | Baghouse booster fans and motors
100 | Fossil-Steam | Pollution Control Equipment | Miscellaneous (Pollution Control Equipment) |  | 8655 | Structural duct work and dampers
650 | Fluidized Bed | Pollution Control Equipment | Miscellaneous (Pollution Control Equipment) |  | 8655 | Structural duct work and dampers
800 | Miscellaneous | Pollution Control Equipment | Miscellaneous (Pollution Control Equipment) |  | 8655 | Structural duct work and dampers
810 | Multi-boiler/Multi-turbine | Pollution Control Equipment | Miscellaneous (Pollution Control Equipment) |  | 8655 | Structural duct work and dampers
100 | Fossil-Steam | Pollution Control Equipment | Miscellaneous (Pollution Control Equipment) |  | 8656 | Controls and instrumentation
300 | Gas Turbine/Jet Engine (Simple Cycle Operation) | Pollution Control Equipment | Miscellaneous (Pollution Control Equipment) |  | 8656 | Controls and instrumentation
650 | Fluidized Bed | Pollution Control Equipment | Miscellaneous (Pollution Control Equipment) |  | 8656 | Controls and instrumentation
800 | Miscellaneous | Pollution Control Equipment | Miscellaneous (Pollution Control Equipment) |  | 8656 | Controls and instrumentation
810 | Multi-boiler/Multi-turbine | Pollution Control Equipment | Miscellaneous (Pollution Control Equipment) |  | 8656 | Controls and instrumentation
100 | Fossil-Steam | Pollution Control Equipment | Miscellaneous (Pollution Control Equipment) |  | 8657 | Ash handling system and hoppers
650 | Fluidized Bed | Pollution Control Equipment | Miscellaneous (Pollution Control Equipment) |  | 8657 | Ash handling system and hoppers
800 | Miscellaneous | Pollution Control Equipment | Miscellaneous (Pollution Control Equipment) |  | 8657 | Ash handling system and hoppers
810 | Multi-boiler/Multi-turbine | Pollution Control Equipment | Miscellaneous (Pollution Control Equipment) |  | 8657 | Ash handling system and hoppers
100 | Fossil-Steam | Pollution Control Equipment | Miscellaneous (Pollution Control Equipment) |  | 8658 | Slurry system from precipitators
650 | Fluidized Bed | Pollution Control Equipment | Miscellaneous (Pollution Control Equipment) |  | 8658 | Slurry system from precipitators
800 | Miscellaneous | Pollution Control Equipment | Miscellaneous (Pollution Control Equipment) |  | 8658 | Slurry system from precipitators
810 | Multi-boiler/Multi-turbine | Pollution Control Equipment | Miscellaneous (Pollution Control Equipment) |  | 8658 | Slurry system from precipitators
100 | Fossil-Steam | Pollution Control Equipment | Miscellaneous (Pollution Control Equipment) |  | 8670 | Emission monitors (other than CEMS)
650 | Fluidized Bed | Pollution Control Equipment | Miscellaneous (Pollution Control Equipment) |  | 8670 | Emission monitors (other than CEMS)
800 | Miscellaneous | Pollution Control Equipment | Miscellaneous (Pollution Control Equipment) |  | 8670 | Emission monitors (other than CEMS)
810 | Multi-boiler/Multi-turbine | Pollution Control Equipment | Miscellaneous (Pollution Control Equipment) |  | 8670 | Emission monitors (other than CEMS)
100 | Fossil-Steam | Pollution Control Equipment | Miscellaneous (Pollution Control Equipment) |  | 8699 | Other miscellaneous pollution control equipment problems
650 | Fluidized Bed | Pollution Control Equipment | Miscellaneous (Pollution Control Equipment) |  | 8699 | Other miscellaneous pollution control equipment problems
800 | Miscellaneous | Pollution Control Equipment | Miscellaneous (Pollution Control Equipment) |  | 8699 | Other miscellaneous pollution control equipment problems
810 | Multi-boiler/Multi-turbine | Pollution Control Equipment | Miscellaneous (Pollution Control Equipment) |  | 8699 | Other miscellaneous pollution control equipment problems
100 | Fossil-Steam | Pollution Control Equipment | Continuous Emissions Monitoring Systems (CEMS) |  | 8700 | CEMS Certification and Recertification
300 | Gas Turbine/Jet Engine (Simple Cycle Operation) | Pollution Control Equipment | Continuous Emissions Monitoring Systems (CEMS) |  | 8700 | CEMS Certification and Recertification
650 | Fluidized Bed | Pollution Control Equipment | Continuous Emissions Monitoring Systems (CEMS) |  | 8700 | CEMS Certification and Recertification
800 | Miscellaneous | Pollution Control Equipment | Continuous Emissions Monitoring Systems (CEMS) |  | 8700 | CEMS Certification and Recertification
810 | Multi-boiler/Multi-turbine | Pollution Control Equipment | Continuous Emissions Monitoring Systems (CEMS) |  | 8700 | CEMS Certification and Recertification
830 | Geothermal | Pollution Control Equipment | Continuous Emissions Monitoring Systems (CEMS) |  | 8700 | CEMS Certification and Recertification
850 | Combined Cycle Block | Pollution Control Equipment | Continuous Emissions Monitoring Systems (CEMS) |  | 8700 | CEMS Certification and Recertification
851 | CC GT units | Pollution Control Equipment | Continuous Emissions Monitoring Systems (CEMS) |  | 8700 | CEMS Certification and Recertification
852 | CC steam units | Pollution Control Equipment | Continuous Emissions Monitoring Systems (CEMS) |  | 8700 | CEMS Certification and Recertification
860 | Co-generator Block | Pollution Control Equipment | Continuous Emissions Monitoring Systems (CEMS) |  | 8700 | CEMS Certification and Recertification
861 | CoG GT units | Pollution Control Equipment | Continuous Emissions Monitoring Systems (CEMS) |  | 8700 | CEMS Certification and Recertification
862 | CoG steam units | Pollution Control Equipment | Continuous Emissions Monitoring Systems (CEMS) |  | 8700 | CEMS Certification and Recertification
100 | Fossil-Steam | Pollution Control Equipment | Continuous Emissions Monitoring Systems (CEMS) |  | 8710 | SO2 analyzer problems
300 | Gas Turbine/Jet Engine (Simple Cycle Operation) | Pollution Control Equipment | Continuous Emissions Monitoring Systems (CEMS) |  | 8710 | SO2 analyzer problems
650 | Fluidized Bed | Pollution Control Equipment | Continuous Emissions Monitoring Systems (CEMS) |  | 8710 | SO2 analyzer problems
800 | Miscellaneous | Pollution Control Equipment | Continuous Emissions Monitoring Systems (CEMS) |  | 8710 | SO2 analyzer problems
810 | Multi-boiler/Multi-turbine | Pollution Control Equipment | Continuous Emissions Monitoring Systems (CEMS) |  | 8710 | SO2 analyzer problems
830 | Geothermal | Pollution Control Equipment | Continuous Emissions Monitoring Systems (CEMS) |  | 8710 | SO2 analyzer problems
850 | Combined Cycle Block | Pollution Control Equipment | Continuous Emissions Monitoring Systems (CEMS) |  | 8710 | SO2 analyzer problems
851 | CC GT units | Pollution Control Equipment | Continuous Emissions Monitoring Systems (CEMS) |  | 8710 | SO2 analyzer problems
852 | CC steam units | Pollution Control Equipment | Continuous Emissions Monitoring Systems (CEMS) |  | 8710 | SO2 analyzer problems
860 | Co-generator Block | Pollution Control Equipment | Continuous Emissions Monitoring Systems (CEMS) |  | 8710 | SO2 analyzer problems
861 | CoG GT units | Pollution Control Equipment | Continuous Emissions Monitoring Systems (CEMS) |  | 8710 | SO2 analyzer problems
862 | CoG steam units | Pollution Control Equipment | Continuous Emissions Monitoring Systems (CEMS) |  | 8710 | SO2 analyzer problems
100 | Fossil-Steam | Pollution Control Equipment | Continuous Emissions Monitoring Systems (CEMS) |  | 8720 | NOx analyzer problems
300 | Gas Turbine/Jet Engine (Simple Cycle Operation) | Pollution Control Equipment | Continuous Emissions Monitoring Systems (CEMS) |  | 8720 | NOx analyzer problems
650 | Fluidized Bed | Pollution Control Equipment | Continuous Emissions Monitoring Systems (CEMS) |  | 8720 | NOx analyzer problems
800 | Miscellaneous | Pollution Control Equipment | Continuous Emissions Monitoring Systems (CEMS) |  | 8720 | NOx analyzer problems
810 | Multi-boiler/Multi-turbine | Pollution Control Equipment | Continuous Emissions Monitoring Systems (CEMS) |  | 8720 | NOx analyzer problems
830 | Geothermal | Pollution Control Equipment | Continuous Emissions Monitoring Systems (CEMS) |  | 8720 | NOx analyzer problems
850 | Combined Cycle Block | Pollution Control Equipment | Continuous Emissions Monitoring Systems (CEMS) |  | 8720 | NOx analyzer problems
851 | CC GT units | Pollution Control Equipment | Continuous Emissions Monitoring Systems (CEMS) |  | 8720 | NOx analyzer problems
852 | CC steam units | Pollution Control Equipment | Continuous Emissions Monitoring Systems (CEMS) |  | 8720 | NOx analyzer problems
860 | Co-generator Block | Pollution Control Equipment | Continuous Emissions Monitoring Systems (CEMS) |  | 8720 | NOx analyzer problems
861 | CoG GT units | Pollution Control Equipment | Continuous Emissions Monitoring Systems (CEMS) |  | 8720 | NOx analyzer problems
862 | CoG steam units | Pollution Control Equipment | Continuous Emissions Monitoring Systems (CEMS) |  | 8720 | NOx analyzer problems
100 | Fossil-Steam | Pollution Control Equipment | Continuous Emissions Monitoring Systems (CEMS) |  | 8730 | CO analyzer problems
300 | Gas Turbine/Jet Engine (Simple Cycle Operation) | Pollution Control Equipment | Continuous Emissions Monitoring Systems (CEMS) |  | 8730 | CO analyzer problems
650 | Fluidized Bed | Pollution Control Equipment | Continuous Emissions Monitoring Systems (CEMS) |  | 8730 | CO analyzer problems
800 | Miscellaneous | Pollution Control Equipment | Continuous Emissions Monitoring Systems (CEMS) |  | 8730 | CO analyzer problems
810 | Multi-boiler/Multi-turbine | Pollution Control Equipment | Continuous Emissions Monitoring Systems (CEMS) |  | 8730 | CO analyzer problems
830 | Geothermal | Pollution Control Equipment | Continuous Emissions Monitoring Systems (CEMS) |  | 8730 | CO analyzer problems
850 | Combined Cycle Block | Pollution Control Equipment | Continuous Emissions Monitoring Systems (CEMS) |  | 8730 | CO analyzer problems
851 | CC GT units | Pollution Control Equipment | Continuous Emissions Monitoring Systems (CEMS) |  | 8730 | CO analyzer problems
852 | CC steam units | Pollution Control Equipment | Continuous Emissions Monitoring Systems (CEMS) |  | 8730 | CO analyzer problems
860 | Co-generator Block | Pollution Control Equipment | Continuous Emissions Monitoring Systems (CEMS) |  | 8730 | CO analyzer problems
861 | CoG GT units | Pollution Control Equipment | Continuous Emissions Monitoring Systems (CEMS) |  | 8730 | CO analyzer problems
862 | CoG steam units | Pollution Control Equipment | Continuous Emissions Monitoring Systems (CEMS) |  | 8730 | CO analyzer problems
100 | Fossil-Steam | Pollution Control Equipment | Continuous Emissions Monitoring Systems (CEMS) |  | 8740 | CO2 analyzer problems
300 | Gas Turbine/Jet Engine (Simple Cycle Operation) | Pollution Control Equipment | Continuous Emissions Monitoring Systems (CEMS) |  | 8740 | CO2 analyzer problems
650 | Fluidized Bed | Pollution Control Equipment | Continuous Emissions Monitoring Systems (CEMS) |  | 8740 | CO2 analyzer problems
800 | Miscellaneous | Pollution Control Equipment | Continuous Emissions Monitoring Systems (CEMS) |  | 8740 | CO2 analyzer problems
810 | Multi-boiler/Multi-turbine | Pollution Control Equipment | Continuous Emissions Monitoring Systems (CEMS) |  | 8740 | CO2 analyzer problems
830 | Geothermal | Pollution Control Equipment | Continuous Emissions Monitoring Systems (CEMS) |  | 8740 | CO2 analyzer problems
850 | Combined Cycle Block | Pollution Control Equipment | Continuous Emissions Monitoring Systems (CEMS) |  | 8740 | CO2 analyzer problems
851 | CC GT units | Pollution Control Equipment | Continuous Emissions Monitoring Systems (CEMS) |  | 8740 | CO2 analyzer problems
852 | CC steam units | Pollution Control Equipment | Continuous Emissions Monitoring Systems (CEMS) |  | 8740 | CO2 analyzer problems
860 | Co-generator Block | Pollution Control Equipment | Continuous Emissions Monitoring Systems (CEMS) |  | 8740 | CO2 analyzer problems
861 | CoG GT units | Pollution Control Equipment | Continuous Emissions Monitoring Systems (CEMS) |  | 8740 | CO2 analyzer problems
862 | CoG steam units | Pollution Control Equipment | Continuous Emissions Monitoring Systems (CEMS) |  | 8740 | CO2 analyzer problems
100 | Fossil-Steam | Pollution Control Equipment | Continuous Emissions Monitoring Systems (CEMS) |  | 8750 | O2 analyzer problems
300 | Gas Turbine/Jet Engine (Simple Cycle Operation) | Pollution Control Equipment | Continuous Emissions Monitoring Systems (CEMS) |  | 8750 | O2 analyzer problems
650 | Fluidized Bed | Pollution Control Equipment | Continuous Emissions Monitoring Systems (CEMS) |  | 8750 | O2 analyzer problems
800 | Miscellaneous | Pollution Control Equipment | Continuous Emissions Monitoring Systems (CEMS) |  | 8750 | O2 analyzer problems
810 | Multi-boiler/Multi-turbine | Pollution Control Equipment | Continuous Emissions Monitoring Systems (CEMS) |  | 8750 | O2 analyzer problems
830 | Geothermal | Pollution Control Equipment | Continuous Emissions Monitoring Systems (CEMS) |  | 8750 | O2 analyzer problems
850 | Combined Cycle Block | Pollution Control Equipment | Continuous Emissions Monitoring Systems (CEMS) |  | 8750 | O2 analyzer problems
851 | CC GT units | Pollution Control Equipment | Continuous Emissions Monitoring Systems (CEMS) |  | 8750 | O2 analyzer problems
852 | CC steam units | Pollution Control Equipment | Continuous Emissions Monitoring Systems (CEMS) |  | 8750 | O2 analyzer problems
860 | Co-generator Block | Pollution Control Equipment | Continuous Emissions Monitoring Systems (CEMS) |  | 8750 | O2 analyzer problems
861 | CoG GT units | Pollution Control Equipment | Continuous Emissions Monitoring Systems (CEMS) |  | 8750 | O2 analyzer problems
862 | CoG steam units | Pollution Control Equipment | Continuous Emissions Monitoring Systems (CEMS) |  | 8750 | O2 analyzer problems
100 | Fossil-Steam | Pollution Control Equipment | Continuous Emissions Monitoring Systems (CEMS) |  | 8760 | Opacity monitor problems
300 | Gas Turbine/Jet Engine (Simple Cycle Operation) | Pollution Control Equipment | Continuous Emissions Monitoring Systems (CEMS) |  | 8760 | Opacity monitor problems
650 | Fluidized Bed | Pollution Control Equipment | Continuous Emissions Monitoring Systems (CEMS) |  | 8760 | Opacity monitor problems
800 | Miscellaneous | Pollution Control Equipment | Continuous Emissions Monitoring Systems (CEMS) |  | 8760 | Opacity monitor problems
810 | Multi-boiler/Multi-turbine | Pollution Control Equipment | Continuous Emissions Monitoring Systems (CEMS) |  | 8760 | Opacity monitor problems
830 | Geothermal | Pollution Control Equipment | Continuous Emissions Monitoring Systems (CEMS) |  | 8760 | Opacity monitor problems
850 | Combined Cycle Block | Pollution Control Equipment | Continuous Emissions Monitoring Systems (CEMS) |  | 8760 | Opacity monitor problems
851 | CC GT units | Pollution Control Equipment | Continuous Emissions Monitoring Systems (CEMS) |  | 8760 | Opacity monitor problems
852 | CC steam units | Pollution Control Equipment | Continuous Emissions Monitoring Systems (CEMS) |  | 8760 | Opacity monitor problems
860 | Co-generator Block | Pollution Control Equipment | Continuous Emissions Monitoring Systems (CEMS) |  | 8760 | Opacity monitor problems
861 | CoG GT units | Pollution Control Equipment | Continuous Emissions Monitoring Systems (CEMS) |  | 8760 | Opacity monitor problems
862 | CoG steam units | Pollution Control Equipment | Continuous Emissions Monitoring Systems (CEMS) |  | 8760 | Opacity monitor problems
100 | Fossil-Steam | Pollution Control Equipment | Continuous Emissions Monitoring Systems (CEMS) |  | 8770 | Flow monitor problems
300 | Gas Turbine/Jet Engine (Simple Cycle Operation) | Pollution Control Equipment | Continuous Emissions Monitoring Systems (CEMS) |  | 8770 | Flow monitor problems
650 | Fluidized Bed | Pollution Control Equipment | Continuous Emissions Monitoring Systems (CEMS) |  | 8770 | Flow monitor problems
800 | Miscellaneous | Pollution Control Equipment | Continuous Emissions Monitoring Systems (CEMS) |  | 8770 | Flow monitor problems
810 | Multi-boiler/Multi-turbine | Pollution Control Equipment | Continuous Emissions Monitoring Systems (CEMS) |  | 8770 | Flow monitor problems
830 | Geothermal | Pollution Control Equipment | Continuous Emissions Monitoring Systems (CEMS) |  | 8770 | Flow monitor problems
850 | Combined Cycle Block | Pollution Control Equipment | Continuous Emissions Monitoring Systems (CEMS) |  | 8770 | Flow monitor problems
851 | CC GT units | Pollution Control Equipment | Continuous Emissions Monitoring Systems (CEMS) |  | 8770 | Flow monitor problems
852 | CC steam units | Pollution Control Equipment | Continuous Emissions Monitoring Systems (CEMS) |  | 8770 | Flow monitor problems
860 | Co-generator Block | Pollution Control Equipment | Continuous Emissions Monitoring Systems (CEMS) |  | 8770 | Flow monitor problems
861 | CoG GT units | Pollution Control Equipment | Continuous Emissions Monitoring Systems (CEMS) |  | 8770 | Flow monitor problems
862 | CoG steam units | Pollution Control Equipment | Continuous Emissions Monitoring Systems (CEMS) |  | 8770 | Flow monitor problems
100 | Fossil-Steam | Pollution Control Equipment | Continuous Emissions Monitoring Systems (CEMS) |  | 8780 | Data acquisition system problems
300 | Gas Turbine/Jet Engine (Simple Cycle Operation) | Pollution Control Equipment | Continuous Emissions Monitoring Systems (CEMS) |  | 8780 | Data acquisition system problems
650 | Fluidized Bed | Pollution Control Equipment | Continuous Emissions Monitoring Systems (CEMS) |  | 8780 | Data acquisition system problems
800 | Miscellaneous | Pollution Control Equipment | Continuous Emissions Monitoring Systems (CEMS) |  | 8780 | Data acquisition system problems
810 | Multi-boiler/Multi-turbine | Pollution Control Equipment | Continuous Emissions Monitoring Systems (CEMS) |  | 8780 | Data acquisition system problems
830 | Geothermal | Pollution Control Equipment | Continuous Emissions Monitoring Systems (CEMS) |  | 8780 | Data acquisition system problems
850 | Combined Cycle Block | Pollution Control Equipment | Continuous Emissions Monitoring Systems (CEMS) |  | 8780 | Data acquisition system problems
851 | CC GT units | Pollution Control Equipment | Continuous Emissions Monitoring Systems (CEMS) |  | 8780 | Data acquisition system problems
852 | CC steam units | Pollution Control Equipment | Continuous Emissions Monitoring Systems (CEMS) |  | 8780 | Data acquisition system problems
860 | Co-generator Block | Pollution Control Equipment | Continuous Emissions Monitoring Systems (CEMS) |  | 8780 | Data acquisition system problems
861 | CoG GT units | Pollution Control Equipment | Continuous Emissions Monitoring Systems (CEMS) |  | 8780 | Data acquisition system problems
862 | CoG steam units | Pollution Control Equipment | Continuous Emissions Monitoring Systems (CEMS) |  | 8780 | Data acquisition system problems
100 | Fossil-Steam | Pollution Control Equipment | Continuous Emissions Monitoring Systems (CEMS) |  | 8790 | Miscellaneous CEMS problems
300 | Gas Turbine/Jet Engine (Simple Cycle Operation) | Pollution Control Equipment | Continuous Emissions Monitoring Systems (CEMS) |  | 8790 | Miscellaneous CEMS problems
650 | Fluidized Bed | Pollution Control Equipment | Continuous Emissions Monitoring Systems (CEMS) |  | 8790 | Miscellaneous CEMS problems
800 | Miscellaneous | Pollution Control Equipment | Continuous Emissions Monitoring Systems (CEMS) |  | 8790 | Miscellaneous CEMS problems
810 | Multi-boiler/Multi-turbine | Pollution Control Equipment | Continuous Emissions Monitoring Systems (CEMS) |  | 8790 | Miscellaneous CEMS problems
830 | Geothermal | Pollution Control Equipment | Continuous Emissions Monitoring Systems (CEMS) |  | 8790 | Miscellaneous CEMS problems
850 | Combined Cycle Block | Pollution Control Equipment | Continuous Emissions Monitoring Systems (CEMS) |  | 8790 | Miscellaneous CEMS problems
851 | CC GT units | Pollution Control Equipment | Continuous Emissions Monitoring Systems (CEMS) |  | 8790 | Miscellaneous CEMS problems
852 | CC steam units | Pollution Control Equipment | Continuous Emissions Monitoring Systems (CEMS) |  | 8790 | Miscellaneous CEMS problems
860 | Co-generator Block | Pollution Control Equipment | Continuous Emissions Monitoring Systems (CEMS) |  | 8790 | Miscellaneous CEMS problems
861 | CoG GT units | Pollution Control Equipment | Continuous Emissions Monitoring Systems (CEMS) |  | 8790 | Miscellaneous CEMS problems
862 | CoG steam units | Pollution Control Equipment | Continuous Emissions Monitoring Systems (CEMS) |  | 8790 | Miscellaneous CEMS problems
100 | Fossil-Steam | Pollution Control Equipment | NOx Reduction Systems | Selective Non-Catalytic Reduction Systems | 8800 | SNCR NOx Reagent
300 | Gas Turbine/Jet Engine (Simple Cycle Operation) | Pollution Control Equipment | NOx Reduction Systems | Selective Non-Catalytic Reduction Systems | 8800 | SNCR NOx Reagent
650 | Fluidized Bed | Pollution Control Equipment | NOx Reduction Systems | Selective Non-Catalytic Reduction Systems | 8800 | SNCR NOx Reagent
800 | Miscellaneous | Pollution Control Equipment | NOx Reduction Systems | Selective Non-Catalytic Reduction Systems | 8800 | SNCR NOx Reagent
810 | Multi-boiler/Multi-turbine | Pollution Control Equipment | NOx Reduction Systems | Selective Non-Catalytic Reduction Systems | 8800 | SNCR NOx Reagent
850 | Combined Cycle Block | Pollution Control Equipment | NOx Reduction Systems | Selective Non-Catalytic Reduction Systems | 8800 | SNCR NOx Reagent
851 | CC GT units | Pollution Control Equipment | NOx Reduction Systems | Selective Non-Catalytic Reduction Systems | 8800 | SNCR NOx Reagent
852 | CC steam units | Pollution Control Equipment | NOx Reduction Systems | Selective Non-Catalytic Reduction Systems | 8800 | SNCR NOx Reagent
860 | Co-generator Block | Pollution Control Equipment | NOx Reduction Systems | Selective Non-Catalytic Reduction Systems | 8800 | SNCR NOx Reagent
861 | CoG GT units | Pollution Control Equipment | NOx Reduction Systems | Selective Non-Catalytic Reduction Systems | 8800 | SNCR NOx Reagent
862 | CoG steam units | Pollution Control Equipment | NOx Reduction Systems | Selective Non-Catalytic Reduction Systems | 8800 | SNCR NOx Reagent
100 | Fossil-Steam | Pollution Control Equipment | NOx Reduction Systems | Selective Non-Catalytic Reduction Systems | 8801 | SNCR NOx Carrier gas
300 | Gas Turbine/Jet Engine (Simple Cycle Operation) | Pollution Control Equipment | NOx Reduction Systems | Selective Non-Catalytic Reduction Systems | 8801 | SNCR NOx Carrier gas
650 | Fluidized Bed | Pollution Control Equipment | NOx Reduction Systems | Selective Non-Catalytic Reduction Systems | 8801 | SNCR NOx Carrier gas
800 | Miscellaneous | Pollution Control Equipment | NOx Reduction Systems | Selective Non-Catalytic Reduction Systems | 8801 | SNCR NOx Carrier gas
810 | Multi-boiler/Multi-turbine | Pollution Control Equipment | NOx Reduction Systems | Selective Non-Catalytic Reduction Systems | 8801 | SNCR NOx Carrier gas
850 | Combined Cycle Block | Pollution Control Equipment | NOx Reduction Systems | Selective Non-Catalytic Reduction Systems | 8801 | SNCR NOx Carrier gas
851 | CC GT units | Pollution Control Equipment | NOx Reduction Systems | Selective Non-Catalytic Reduction Systems | 8801 | SNCR NOx Carrier gas
852 | CC steam units | Pollution Control Equipment | NOx Reduction Systems | Selective Non-Catalytic Reduction Systems | 8801 | SNCR NOx Carrier gas
860 | Co-generator Block | Pollution Control Equipment | NOx Reduction Systems | Selective Non-Catalytic Reduction Systems | 8801 | SNCR NOx Carrier gas
861 | CoG GT units | Pollution Control Equipment | NOx Reduction Systems | Selective Non-Catalytic Reduction Systems | 8801 | SNCR NOx Carrier gas
862 | CoG steam units | Pollution Control Equipment | NOx Reduction Systems | Selective Non-Catalytic Reduction Systems | 8801 | SNCR NOx Carrier gas
100 | Fossil-Steam | Pollution Control Equipment | NOx Reduction Systems | Selective Non-Catalytic Reduction Systems | 8802 | SNCR NOx Control system
300 | Gas Turbine/Jet Engine (Simple Cycle Operation) | Pollution Control Equipment | NOx Reduction Systems | Selective Non-Catalytic Reduction Systems | 8802 | SNCR NOx Control system
650 | Fluidized Bed | Pollution Control Equipment | NOx Reduction Systems | Selective Non-Catalytic Reduction Systems | 8802 | SNCR NOx Control system
800 | Miscellaneous | Pollution Control Equipment | NOx Reduction Systems | Selective Non-Catalytic Reduction Systems | 8802 | SNCR NOx Control system
810 | Multi-boiler/Multi-turbine | Pollution Control Equipment | NOx Reduction Systems | Selective Non-Catalytic Reduction Systems | 8802 | SNCR NOx Control system
850 | Combined Cycle Block | Pollution Control Equipment | NOx Reduction Systems | Selective Non-Catalytic Reduction Systems | 8802 | SNCR NOx Control system
851 | CC GT units | Pollution Control Equipment | NOx Reduction Systems | Selective Non-Catalytic Reduction Systems | 8802 | SNCR NOx Control system
852 | CC steam units | Pollution Control Equipment | NOx Reduction Systems | Selective Non-Catalytic Reduction Systems | 8802 | SNCR NOx Control system
860 | Co-generator Block | Pollution Control Equipment | NOx Reduction Systems | Selective Non-Catalytic Reduction Systems | 8802 | SNCR NOx Control system
861 | CoG GT units | Pollution Control Equipment | NOx Reduction Systems | Selective Non-Catalytic Reduction Systems | 8802 | SNCR NOx Control system
862 | CoG steam units | Pollution Control Equipment | NOx Reduction Systems | Selective Non-Catalytic Reduction Systems | 8802 | SNCR NOx Control system
100 | Fossil-Steam | Pollution Control Equipment | NOx Reduction Systems | Selective Non-Catalytic Reduction Systems | 8803 | SNCR Performance Testing
300 | Gas Turbine/Jet Engine (Simple Cycle Operation) | Pollution Control Equipment | NOx Reduction Systems | Selective Non-Catalytic Reduction Systems | 8803 | SNCR Performance Testing
650 | Fluidized Bed | Pollution Control Equipment | NOx Reduction Systems | Selective Non-Catalytic Reduction Systems | 8803 | SNCR Performance Testing
800 | Miscellaneous | Pollution Control Equipment | NOx Reduction Systems | Selective Non-Catalytic Reduction Systems | 8803 | SNCR Performance Testing
810 | Multi-boiler/Multi-turbine | Pollution Control Equipment | NOx Reduction Systems | Selective Non-Catalytic Reduction Systems | 8803 | SNCR Performance Testing
850 | Combined Cycle Block | Pollution Control Equipment | NOx Reduction Systems | Selective Non-Catalytic Reduction Systems | 8803 | SNCR Performance Testing
851 | CC GT units | Pollution Control Equipment | NOx Reduction Systems | Selective Non-Catalytic Reduction Systems | 8803 | SNCR Performance Testing
852 | CC steam units | Pollution Control Equipment | NOx Reduction Systems | Selective Non-Catalytic Reduction Systems | 8803 | SNCR Performance Testing
860 | Co-generator Block | Pollution Control Equipment | NOx Reduction Systems | Selective Non-Catalytic Reduction Systems | 8803 | SNCR Performance Testing
861 | CoG GT units | Pollution Control Equipment | NOx Reduction Systems | Selective Non-Catalytic Reduction Systems | 8803 | SNCR Performance Testing
862 | CoG steam units | Pollution Control Equipment | NOx Reduction Systems | Selective Non-Catalytic Reduction Systems | 8803 | SNCR Performance Testing
100 | Fossil-Steam | Pollution Control Equipment | NOx Reduction Systems | Selective Non-Catalytic Reduction Systems | 8809 | Other SNCR NOx problems
300 | Gas Turbine/Jet Engine (Simple Cycle Operation) | Pollution Control Equipment | NOx Reduction Systems | Selective Non-Catalytic Reduction Systems | 8809 | Other SNCR NOx problems
650 | Fluidized Bed | Pollution Control Equipment | NOx Reduction Systems | Selective Non-Catalytic Reduction Systems | 8809 | Other SNCR NOx problems
800 | Miscellaneous | Pollution Control Equipment | NOx Reduction Systems | Selective Non-Catalytic Reduction Systems | 8809 | Other SNCR NOx problems
810 | Multi-boiler/Multi-turbine | Pollution Control Equipment | NOx Reduction Systems | Selective Non-Catalytic Reduction Systems | 8809 | Other SNCR NOx problems
850 | Combined Cycle Block | Pollution Control Equipment | NOx Reduction Systems | Selective Non-Catalytic Reduction Systems | 8809 | Other SNCR NOx problems
851 | CC GT units | Pollution Control Equipment | NOx Reduction Systems | Selective Non-Catalytic Reduction Systems | 8809 | Other SNCR NOx problems
852 | CC steam units | Pollution Control Equipment | NOx Reduction Systems | Selective Non-Catalytic Reduction Systems | 8809 | Other SNCR NOx problems
860 | Co-generator Block | Pollution Control Equipment | NOx Reduction Systems | Selective Non-Catalytic Reduction Systems | 8809 | Other SNCR NOx problems
861 | CoG GT units | Pollution Control Equipment | NOx Reduction Systems | Selective Non-Catalytic Reduction Systems | 8809 | Other SNCR NOx problems
862 | CoG steam units | Pollution Control Equipment | NOx Reduction Systems | Selective Non-Catalytic Reduction Systems | 8809 | Other SNCR NOx problems
100 | Fossil-Steam | Pollution Control Equipment | NOx Reduction Systems | Selective Catalytic Reduction Systems | 8810 | SCR NOx Reactor
300 | Gas Turbine/Jet Engine (Simple Cycle Operation) | Pollution Control Equipment | NOx Reduction Systems | Selective Catalytic Reduction Systems | 8810 | SCR NOx Reactor
650 | Fluidized Bed | Pollution Control Equipment | NOx Reduction Systems | Selective Catalytic Reduction Systems | 8810 | SCR NOx Reactor
800 | Miscellaneous | Pollution Control Equipment | NOx Reduction Systems | Selective Catalytic Reduction Systems | 8810 | SCR NOx Reactor
810 | Multi-boiler/Multi-turbine | Pollution Control Equipment | NOx Reduction Systems | Selective Catalytic Reduction Systems | 8810 | SCR NOx Reactor
850 | Combined Cycle Block | Pollution Control Equipment | NOx Reduction Systems | Selective Catalytic Reduction Systems | 8810 | SCR NOx Reactor
851 | CC GT units | Pollution Control Equipment | NOx Reduction Systems | Selective Catalytic Reduction Systems | 8810 | SCR NOx Reactor
852 | CC steam units | Pollution Control Equipment | NOx Reduction Systems | Selective Catalytic Reduction Systems | 8810 | SCR NOx Reactor
860 | Co-generator Block | Pollution Control Equipment | NOx Reduction Systems | Selective Catalytic Reduction Systems | 8810 | SCR NOx Reactor
861 | CoG GT units | Pollution Control Equipment | NOx Reduction Systems | Selective Catalytic Reduction Systems | 8810 | SCR NOx Reactor
862 | CoG steam units | Pollution Control Equipment | NOx Reduction Systems | Selective Catalytic Reduction Systems | 8810 | SCR NOx Reactor
100 | Fossil-Steam | Pollution Control Equipment | NOx Reduction Systems | Selective Catalytic Reduction Systems | 8811 | SCR NOx Reagent
300 | Gas Turbine/Jet Engine (Simple Cycle Operation) | Pollution Control Equipment | NOx Reduction Systems | Selective Catalytic Reduction Systems | 8811 | SCR NOx Reagent
650 | Fluidized Bed | Pollution Control Equipment | NOx Reduction Systems | Selective Catalytic Reduction Systems | 8811 | SCR NOx Reagent
800 | Miscellaneous | Pollution Control Equipment | NOx Reduction Systems | Selective Catalytic Reduction Systems | 8811 | SCR NOx Reagent
810 | Multi-boiler/Multi-turbine | Pollution Control Equipment | NOx Reduction Systems | Selective Catalytic Reduction Systems | 8811 | SCR NOx Reagent
850 | Combined Cycle Block | Pollution Control Equipment | NOx Reduction Systems | Selective Catalytic Reduction Systems | 8811 | SCR NOx Reagent
851 | CC GT units | Pollution Control Equipment | NOx Reduction Systems | Selective Catalytic Reduction Systems | 8811 | SCR NOx Reagent
852 | CC steam units | Pollution Control Equipment | NOx Reduction Systems | Selective Catalytic Reduction Systems | 8811 | SCR NOx Reagent
860 | Co-generator Block | Pollution Control Equipment | NOx Reduction Systems | Selective Catalytic Reduction Systems | 8811 | SCR NOx Reagent
861 | CoG GT units | Pollution Control Equipment | NOx Reduction Systems | Selective Catalytic Reduction Systems | 8811 | SCR NOx Reagent
862 | CoG steam units | Pollution Control Equipment | NOx Reduction Systems | Selective Catalytic Reduction Systems | 8811 | SCR NOx Reagent
100 | Fossil-Steam | Pollution Control Equipment | NOx Reduction Systems | Selective Catalytic Reduction Systems | 8812 | SCR NOx Catalyst
300 | Gas Turbine/Jet Engine (Simple Cycle Operation) | Pollution Control Equipment | NOx Reduction Systems | Selective Catalytic Reduction Systems | 8812 | SCR NOx Catalyst
650 | Fluidized Bed | Pollution Control Equipment | NOx Reduction Systems | Selective Catalytic Reduction Systems | 8812 | SCR NOx Catalyst
800 | Miscellaneous | Pollution Control Equipment | NOx Reduction Systems | Selective Catalytic Reduction Systems | 8812 | SCR NOx Catalyst
810 | Multi-boiler/Multi-turbine | Pollution Control Equipment | NOx Reduction Systems | Selective Catalytic Reduction Systems | 8812 | SCR NOx Catalyst
850 | Combined Cycle Block | Pollution Control Equipment | NOx Reduction Systems | Selective Catalytic Reduction Systems | 8812 | SCR NOx Catalyst
851 | CC GT units | Pollution Control Equipment | NOx Reduction Systems | Selective Catalytic Reduction Systems | 8812 | SCR NOx Catalyst
852 | CC steam units | Pollution Control Equipment | NOx Reduction Systems | Selective Catalytic Reduction Systems | 8812 | SCR NOx Catalyst
860 | Co-generator Block | Pollution Control Equipment | NOx Reduction Systems | Selective Catalytic Reduction Systems | 8812 | SCR NOx Catalyst
861 | CoG GT units | Pollution Control Equipment | NOx Reduction Systems | Selective Catalytic Reduction Systems | 8812 | SCR NOx Catalyst
862 | CoG steam units | Pollution Control Equipment | NOx Reduction Systems | Selective Catalytic Reduction Systems | 8812 | SCR NOx Catalyst
100 | Fossil-Steam | Pollution Control Equipment | NOx Reduction Systems | Selective Catalytic Reduction Systems | 8813 | SCR NOx Injection grid piping/valves
300 | Gas Turbine/Jet Engine (Simple Cycle Operation) | Pollution Control Equipment | NOx Reduction Systems | Selective Catalytic Reduction Systems | 8813 | SCR NOx Injection grid piping/valves
650 | Fluidized Bed | Pollution Control Equipment | NOx Reduction Systems | Selective Catalytic Reduction Systems | 8813 | SCR NOx Injection grid piping/valves
800 | Miscellaneous | Pollution Control Equipment | NOx Reduction Systems | Selective Catalytic Reduction Systems | 8813 | SCR NOx Injection grid piping/valves
810 | Multi-boiler/Multi-turbine | Pollution Control Equipment | NOx Reduction Systems | Selective Catalytic Reduction Systems | 8813 | SCR NOx Injection grid piping/valves
850 | Combined Cycle Block | Pollution Control Equipment | NOx Reduction Systems | Selective Catalytic Reduction Systems | 8813 | SCR NOx Injection grid piping/valves
851 | CC GT units | Pollution Control Equipment | NOx Reduction Systems | Selective Catalytic Reduction Systems | 8813 | SCR NOx Injection grid piping/valves
852 | CC steam units | Pollution Control Equipment | NOx Reduction Systems | Selective Catalytic Reduction Systems | 8813 | SCR NOx Injection grid piping/valves
860 | Co-generator Block | Pollution Control Equipment | NOx Reduction Systems | Selective Catalytic Reduction Systems | 8813 | SCR NOx Injection grid piping/valves
861 | CoG GT units | Pollution Control Equipment | NOx Reduction Systems | Selective Catalytic Reduction Systems | 8813 | SCR NOx Injection grid piping/valves
862 | CoG steam units | Pollution Control Equipment | NOx Reduction Systems | Selective Catalytic Reduction Systems | 8813 | SCR NOx Injection grid piping/valves
100 | Fossil-Steam | Pollution Control Equipment | NOx Reduction Systems | Selective Catalytic Reduction Systems | 8814 | SCR NOx Catalyst support material
300 | Gas Turbine/Jet Engine (Simple Cycle Operation) | Pollution Control Equipment | NOx Reduction Systems | Selective Catalytic Reduction Systems | 8814 | SCR NOx Catalyst support material
650 | Fluidized Bed | Pollution Control Equipment | NOx Reduction Systems | Selective Catalytic Reduction Systems | 8814 | SCR NOx Catalyst support material
800 | Miscellaneous | Pollution Control Equipment | NOx Reduction Systems | Selective Catalytic Reduction Systems | 8814 | SCR NOx Catalyst support material
810 | Multi-boiler/Multi-turbine | Pollution Control Equipment | NOx Reduction Systems | Selective Catalytic Reduction Systems | 8814 | SCR NOx Catalyst support material
850 | Combined Cycle Block | Pollution Control Equipment | NOx Reduction Systems | Selective Catalytic Reduction Systems | 8814 | SCR NOx Catalyst support material
851 | CC GT units | Pollution Control Equipment | NOx Reduction Systems | Selective Catalytic Reduction Systems | 8814 | SCR NOx Catalyst support material
852 | CC steam units | Pollution Control Equipment | NOx Reduction Systems | Selective Catalytic Reduction Systems | 8814 | SCR NOx Catalyst support material
860 | Co-generator Block | Pollution Control Equipment | NOx Reduction Systems | Selective Catalytic Reduction Systems | 8814 | SCR NOx Catalyst support material
861 | CoG GT units | Pollution Control Equipment | NOx Reduction Systems | Selective Catalytic Reduction Systems | 8814 | SCR NOx Catalyst support material
862 | CoG steam units | Pollution Control Equipment | NOx Reduction Systems | Selective Catalytic Reduction Systems | 8814 | SCR NOx Catalyst support material
100 | Fossil-Steam | Pollution Control Equipment | NOx Reduction Systems | Selective Catalytic Reduction Systems | 8815 | SCR NOx Soot blowers
300 | Gas Turbine/Jet Engine (Simple Cycle Operation) | Pollution Control Equipment | NOx Reduction Systems | Selective Catalytic Reduction Systems | 8815 | SCR NOx Soot blowers
650 | Fluidized Bed | Pollution Control Equipment | NOx Reduction Systems | Selective Catalytic Reduction Systems | 8815 | SCR NOx Soot blowers
800 | Miscellaneous | Pollution Control Equipment | NOx Reduction Systems | Selective Catalytic Reduction Systems | 8815 | SCR NOx Soot blowers
810 | Multi-boiler/Multi-turbine | Pollution Control Equipment | NOx Reduction Systems | Selective Catalytic Reduction Systems | 8815 | SCR NOx Soot blowers
850 | Combined Cycle Block | Pollution Control Equipment | NOx Reduction Systems | Selective Catalytic Reduction Systems | 8815 | SCR NOx Soot blowers
851 | CC GT units | Pollution Control Equipment | NOx Reduction Systems | Selective Catalytic Reduction Systems | 8815 | SCR NOx Soot blowers
852 | CC steam units | Pollution Control Equipment | NOx Reduction Systems | Selective Catalytic Reduction Systems | 8815 | SCR NOx Soot blowers
860 | Co-generator Block | Pollution Control Equipment | NOx Reduction Systems | Selective Catalytic Reduction Systems | 8815 | SCR NOx Soot blowers
861 | CoG GT units | Pollution Control Equipment | NOx Reduction Systems | Selective Catalytic Reduction Systems | 8815 | SCR NOx Soot blowers
862 | CoG steam units | Pollution Control Equipment | NOx Reduction Systems | Selective Catalytic Reduction Systems | 8815 | SCR NOx Soot blowers
100 | Fossil-Steam | Pollution Control Equipment | NOx Reduction Systems | Selective Catalytic Reduction Systems | 8816 | SCR NOx Plugging
300 | Gas Turbine/Jet Engine (Simple Cycle Operation) | Pollution Control Equipment | NOx Reduction Systems | Selective Catalytic Reduction Systems | 8816 | SCR NOx Plugging
650 | Fluidized Bed | Pollution Control Equipment | NOx Reduction Systems | Selective Catalytic Reduction Systems | 8816 | SCR NOx Plugging
800 | Miscellaneous | Pollution Control Equipment | NOx Reduction Systems | Selective Catalytic Reduction Systems | 8816 | SCR NOx Plugging
810 | Multi-boiler/Multi-turbine | Pollution Control Equipment | NOx Reduction Systems | Selective Catalytic Reduction Systems | 8816 | SCR NOx Plugging
850 | Combined Cycle Block | Pollution Control Equipment | NOx Reduction Systems | Selective Catalytic Reduction Systems | 8816 | SCR NOx Plugging
851 | CC GT units | Pollution Control Equipment | NOx Reduction Systems | Selective Catalytic Reduction Systems | 8816 | SCR NOx Plugging
852 | CC steam units | Pollution Control Equipment | NOx Reduction Systems | Selective Catalytic Reduction Systems | 8816 | SCR NOx Plugging
860 | Co-generator Block | Pollution Control Equipment | NOx Reduction Systems | Selective Catalytic Reduction Systems | 8816 | SCR NOx Plugging
861 | CoG GT units | Pollution Control Equipment | NOx Reduction Systems | Selective Catalytic Reduction Systems | 8816 | SCR NOx Plugging
862 | CoG steam units | Pollution Control Equipment | NOx Reduction Systems | Selective Catalytic Reduction Systems | 8816 | SCR NOx Plugging
100 | Fossil-Steam | Pollution Control Equipment | NOx Reduction Systems | Selective Catalytic Reduction Systems | 8817 | SCR NOx Control system
300 | Gas Turbine/Jet Engine (Simple Cycle Operation) | Pollution Control Equipment | NOx Reduction Systems | Selective Catalytic Reduction Systems | 8817 | SCR NOx Control system
650 | Fluidized Bed | Pollution Control Equipment | NOx Reduction Systems | Selective Catalytic Reduction Systems | 8817 | SCR NOx Control system
800 | Miscellaneous | Pollution Control Equipment | NOx Reduction Systems | Selective Catalytic Reduction Systems | 8817 | SCR NOx Control system
810 | Multi-boiler/Multi-turbine | Pollution Control Equipment | NOx Reduction Systems | Selective Catalytic Reduction Systems | 8817 | SCR NOx Control system
850 | Combined Cycle Block | Pollution Control Equipment | NOx Reduction Systems | Selective Catalytic Reduction Systems | 8817 | SCR NOx Control system
851 | CC GT units | Pollution Control Equipment | NOx Reduction Systems | Selective Catalytic Reduction Systems | 8817 | SCR NOx Control system
852 | CC steam units | Pollution Control Equipment | NOx Reduction Systems | Selective Catalytic Reduction Systems | 8817 | SCR NOx Control system
860 | Co-generator Block | Pollution Control Equipment | NOx Reduction Systems | Selective Catalytic Reduction Systems | 8817 | SCR NOx Control system
861 | CoG GT units | Pollution Control Equipment | NOx Reduction Systems | Selective Catalytic Reduction Systems | 8817 | SCR NOx Control system
862 | CoG steam units | Pollution Control Equipment | NOx Reduction Systems | Selective Catalytic Reduction Systems | 8817 | SCR NOx Control system
100 | Fossil-Steam | Pollution Control Equipment | NOx Reduction Systems | Selective Catalytic Reduction Systems | 8820 | SCR NOx Ammonia injection grid piping/valves
300 | Gas Turbine/Jet Engine (Simple Cycle Operation) | Pollution Control Equipment | NOx Reduction Systems | Selective Catalytic Reduction Systems | 8820 | SCR NOx Ammonia injection grid piping/valves
650 | Fluidized Bed | Pollution Control Equipment | NOx Reduction Systems | Selective Catalytic Reduction Systems | 8820 | SCR NOx Ammonia injection grid piping/valves
800 | Miscellaneous | Pollution Control Equipment | NOx Reduction Systems | Selective Catalytic Reduction Systems | 8820 | SCR NOx Ammonia injection grid piping/valves
850 | Combined Cycle Block | Pollution Control Equipment | NOx Reduction Systems | Selective Catalytic Reduction Systems | 8820 | SCR NOx Ammonia injection grid piping/valves
851 | CC GT units | Pollution Control Equipment | NOx Reduction Systems | Selective Catalytic Reduction Systems | 8820 | SCR NOx Ammonia injection grid piping/valves
852 | CC steam units | Pollution Control Equipment | NOx Reduction Systems | Selective Catalytic Reduction Systems | 8820 | SCR NOx Ammonia injection grid piping/valves
860 | Co-generator Block | Pollution Control Equipment | NOx Reduction Systems | Selective Catalytic Reduction Systems | 8820 | SCR NOx Ammonia injection grid piping/valves
861 | CoG GT units | Pollution Control Equipment | NOx Reduction Systems | Selective Catalytic Reduction Systems | 8820 | SCR NOx Ammonia injection grid piping/valves
862 | CoG steam units | Pollution Control Equipment | NOx Reduction Systems | Selective Catalytic Reduction Systems | 8820 | SCR NOx Ammonia injection grid piping/valves
100 | Fossil-Steam | Pollution Control Equipment | NOx Reduction Systems | Selective Catalytic Reduction Systems | 8821 | SCR NOx Ammonia tanks, piping and valves (not injection)
300 | Gas Turbine/Jet Engine (Simple Cycle Operation) | Pollution Control Equipment | NOx Reduction Systems | Selective Catalytic Reduction Systems | 8821 | SCR NOx Ammonia tanks, piping and valves (not injection)
650 | Fluidized Bed | Pollution Control Equipment | NOx Reduction Systems | Selective Catalytic Reduction Systems | 8821 | SCR NOx Ammonia tanks, piping and valves (not injection)
800 | Miscellaneous | Pollution Control Equipment | NOx Reduction Systems | Selective Catalytic Reduction Systems | 8821 | SCR NOx Ammonia tanks, piping and valves (not injection)
850 | Combined Cycle Block | Pollution Control Equipment | NOx Reduction Systems | Selective Catalytic Reduction Systems | 8821 | SCR NOx Ammonia tanks, piping and valves (not injection)
851 | CC GT units | Pollution Control Equipment | NOx Reduction Systems | Selective Catalytic Reduction Systems | 8821 | SCR NOx Ammonia tanks, piping and valves (not injection)
852 | CC steam units | Pollution Control Equipment | NOx Reduction Systems | Selective Catalytic Reduction Systems | 8821 | SCR NOx Ammonia tanks, piping and valves (not injection)
860 | Co-generator Block | Pollution Control Equipment | NOx Reduction Systems | Selective Catalytic Reduction Systems | 8821 | SCR NOx Ammonia tanks, piping and valves (not injection)
861 | CoG GT units | Pollution Control Equipment | NOx Reduction Systems | Selective Catalytic Reduction Systems | 8821 | SCR NOx Ammonia tanks, piping and valves (not injection)
862 | CoG steam units | Pollution Control Equipment | NOx Reduction Systems | Selective Catalytic Reduction Systems | 8821 | SCR NOx Ammonia tanks, piping and valves (not injection)
100 | Fossil-Steam | Pollution Control Equipment | NOx Reduction Systems | Selective Catalytic Reduction Systems | 8822 | SCR NOx Ammonia air blowers
300 | Gas Turbine/Jet Engine (Simple Cycle Operation) | Pollution Control Equipment | NOx Reduction Systems | Selective Catalytic Reduction Systems | 8822 | SCR NOx Ammonia air blowers
650 | Fluidized Bed | Pollution Control Equipment | NOx Reduction Systems | Selective Catalytic Reduction Systems | 8822 | SCR NOx Ammonia air blowers
800 | Miscellaneous | Pollution Control Equipment | NOx Reduction Systems | Selective Catalytic Reduction Systems | 8822 | SCR NOx Ammonia air blowers
850 | Combined Cycle Block | Pollution Control Equipment | NOx Reduction Systems | Selective Catalytic Reduction Systems | 8822 | SCR NOx Ammonia air blowers
851 | CC GT units | Pollution Control Equipment | NOx Reduction Systems | Selective Catalytic Reduction Systems | 8822 | SCR NOx Ammonia air blowers
852 | CC steam units | Pollution Control Equipment | NOx Reduction Systems | Selective Catalytic Reduction Systems | 8822 | SCR NOx Ammonia air blowers
860 | Co-generator Block | Pollution Control Equipment | NOx Reduction Systems | Selective Catalytic Reduction Systems | 8822 | SCR NOx Ammonia air blowers
861 | CoG GT units | Pollution Control Equipment | NOx Reduction Systems | Selective Catalytic Reduction Systems | 8822 | SCR NOx Ammonia air blowers
862 | CoG steam units | Pollution Control Equipment | NOx Reduction Systems | Selective Catalytic Reduction Systems | 8822 | SCR NOx Ammonia air blowers
100 | Fossil-Steam | Pollution Control Equipment | NOx Reduction Systems | Selective Catalytic Reduction Systems | 8823 | SCR NOx Other ammonia system problems
300 | Gas Turbine/Jet Engine (Simple Cycle Operation) | Pollution Control Equipment | NOx Reduction Systems | Selective Catalytic Reduction Systems | 8823 | SCR NOx Other ammonia system problems
650 | Fluidized Bed | Pollution Control Equipment | NOx Reduction Systems | Selective Catalytic Reduction Systems | 8823 | SCR NOx Other ammonia system problems
800 | Miscellaneous | Pollution Control Equipment | NOx Reduction Systems | Selective Catalytic Reduction Systems | 8823 | SCR NOx Other ammonia system problems
850 | Combined Cycle Block | Pollution Control Equipment | NOx Reduction Systems | Selective Catalytic Reduction Systems | 8823 | SCR NOx Other ammonia system problems
851 | CC GT units | Pollution Control Equipment | NOx Reduction Systems | Selective Catalytic Reduction Systems | 8823 | SCR NOx Other ammonia system problems
852 | CC steam units | Pollution Control Equipment | NOx Reduction Systems | Selective Catalytic Reduction Systems | 8823 | SCR NOx Other ammonia system problems
860 | Co-generator Block | Pollution Control Equipment | NOx Reduction Systems | Selective Catalytic Reduction Systems | 8823 | SCR NOx Other ammonia system problems
861 | CoG GT units | Pollution Control Equipment | NOx Reduction Systems | Selective Catalytic Reduction Systems | 8823 | SCR NOx Other ammonia system problems
862 | CoG steam units | Pollution Control Equipment | NOx Reduction Systems | Selective Catalytic Reduction Systems | 8823 | SCR NOx Other ammonia system problems
100 | Fossil-Steam | Pollution Control Equipment | NOx Reduction Systems | Selective Catalytic Reduction Systems | 8825 | Other SCR NOx problems
300 | Gas Turbine/Jet Engine (Simple Cycle Operation) | Pollution Control Equipment | NOx Reduction Systems | Selective Catalytic Reduction Systems | 8825 | Other SCR NOx problems
650 | Fluidized Bed | Pollution Control Equipment | NOx Reduction Systems | Selective Catalytic Reduction Systems | 8825 | Other SCR NOx problems
800 | Miscellaneous | Pollution Control Equipment | NOx Reduction Systems | Selective Catalytic Reduction Systems | 8825 | Other SCR NOx problems
810 | Multi-boiler/Multi-turbine | Pollution Control Equipment | NOx Reduction Systems | Selective Catalytic Reduction Systems | 8825 | Other SCR NOx problems
850 | Combined Cycle Block | Pollution Control Equipment | NOx Reduction Systems | Selective Catalytic Reduction Systems | 8825 | Other SCR NOx problems
851 | CC GT units | Pollution Control Equipment | NOx Reduction Systems | Selective Catalytic Reduction Systems | 8825 | Other SCR NOx problems
852 | CC steam units | Pollution Control Equipment | NOx Reduction Systems | Selective Catalytic Reduction Systems | 8825 | Other SCR NOx problems
860 | Co-generator Block | Pollution Control Equipment | NOx Reduction Systems | Selective Catalytic Reduction Systems | 8825 | Other SCR NOx problems
861 | CoG GT units | Pollution Control Equipment | NOx Reduction Systems | Selective Catalytic Reduction Systems | 8825 | Other SCR NOx problems
862 | CoG steam units | Pollution Control Equipment | NOx Reduction Systems | Selective Catalytic Reduction Systems | 8825 | Other SCR NOx problems
100 | Fossil-Steam | Pollution Control Equipment | NOx Reduction Systems | Catalytic Air Heaters | 8830 | CAH NOx Active catalyst
300 | Gas Turbine/Jet Engine (Simple Cycle Operation) | Pollution Control Equipment | NOx Reduction Systems | Catalytic Air Heaters | 8830 | CAH NOx Active catalyst
650 | Fluidized Bed | Pollution Control Equipment | NOx Reduction Systems | Catalytic Air Heaters | 8830 | CAH NOx Active catalyst
800 | Miscellaneous | Pollution Control Equipment | NOx Reduction Systems | Catalytic Air Heaters | 8830 | CAH NOx Active catalyst
810 | Multi-boiler/Multi-turbine | Pollution Control Equipment | NOx Reduction Systems | Catalytic Air Heaters | 8830 | CAH NOx Active catalyst
850 | Combined Cycle Block | Pollution Control Equipment | NOx Reduction Systems | Catalytic Air Heaters | 8830 | CAH NOx Active catalyst
851 | CC GT units | Pollution Control Equipment | NOx Reduction Systems | Catalytic Air Heaters | 8830 | CAH NOx Active catalyst
852 | CC steam units | Pollution Control Equipment | NOx Reduction Systems | Catalytic Air Heaters | 8830 | CAH NOx Active catalyst
860 | Co-generator Block | Pollution Control Equipment | NOx Reduction Systems | Catalytic Air Heaters | 8830 | CAH NOx Active catalyst
861 | CoG GT units | Pollution Control Equipment | NOx Reduction Systems | Catalytic Air Heaters | 8830 | CAH NOx Active catalyst
862 | CoG steam units | Pollution Control Equipment | NOx Reduction Systems | Catalytic Air Heaters | 8830 | CAH NOx Active catalyst
100 | Fossil-Steam | Pollution Control Equipment | NOx Reduction Systems | Catalytic Air Heaters | 8831 | CAH NOx Support materials
300 | Gas Turbine/Jet Engine (Simple Cycle Operation) | Pollution Control Equipment | NOx Reduction Systems | Catalytic Air Heaters | 8831 | CAH NOx Support materials
650 | Fluidized Bed | Pollution Control Equipment | NOx Reduction Systems | Catalytic Air Heaters | 8831 | CAH NOx Support materials
800 | Miscellaneous | Pollution Control Equipment | NOx Reduction Systems | Catalytic Air Heaters | 8831 | CAH NOx Support materials
810 | Multi-boiler/Multi-turbine | Pollution Control Equipment | NOx Reduction Systems | Catalytic Air Heaters | 8831 | CAH NOx Support materials
850 | Combined Cycle Block | Pollution Control Equipment | NOx Reduction Systems | Catalytic Air Heaters | 8831 | CAH NOx Support materials
851 | CC GT units | Pollution Control Equipment | NOx Reduction Systems | Catalytic Air Heaters | 8831 | CAH NOx Support materials
852 | CC steam units | Pollution Control Equipment | NOx Reduction Systems | Catalytic Air Heaters | 8831 | CAH NOx Support materials
860 | Co-generator Block | Pollution Control Equipment | NOx Reduction Systems | Catalytic Air Heaters | 8831 | CAH NOx Support materials
861 | CoG GT units | Pollution Control Equipment | NOx Reduction Systems | Catalytic Air Heaters | 8831 | CAH NOx Support materials
862 | CoG steam units | Pollution Control Equipment | NOx Reduction Systems | Catalytic Air Heaters | 8831 | CAH NOx Support materials
100 | Fossil-Steam | Pollution Control Equipment | NOx Reduction Systems | Catalytic Air Heaters | 8832 | CAH NOx Plugging
300 | Gas Turbine/Jet Engine (Simple Cycle Operation) | Pollution Control Equipment | NOx Reduction Systems | Catalytic Air Heaters | 8832 | CAH NOx Plugging
650 | Fluidized Bed | Pollution Control Equipment | NOx Reduction Systems | Catalytic Air Heaters | 8832 | CAH NOx Plugging
800 | Miscellaneous | Pollution Control Equipment | NOx Reduction Systems | Catalytic Air Heaters | 8832 | CAH NOx Plugging
810 | Multi-boiler/Multi-turbine | Pollution Control Equipment | NOx Reduction Systems | Catalytic Air Heaters | 8832 | CAH NOx Plugging
850 | Combined Cycle Block | Pollution Control Equipment | NOx Reduction Systems | Catalytic Air Heaters | 8832 | CAH NOx Plugging
851 | CC GT units | Pollution Control Equipment | NOx Reduction Systems | Catalytic Air Heaters | 8832 | CAH NOx Plugging
852 | CC steam units | Pollution Control Equipment | NOx Reduction Systems | Catalytic Air Heaters | 8832 | CAH NOx Plugging
860 | Co-generator Block | Pollution Control Equipment | NOx Reduction Systems | Catalytic Air Heaters | 8832 | CAH NOx Plugging
861 | CoG GT units | Pollution Control Equipment | NOx Reduction Systems | Catalytic Air Heaters | 8832 | CAH NOx Plugging
862 | CoG steam units | Pollution Control Equipment | NOx Reduction Systems | Catalytic Air Heaters | 8832 | CAH NOx Plugging
100 | Fossil-Steam | Pollution Control Equipment | NOx Reduction Systems | Catalytic Air Heaters | 8835 | Other CAH problems
300 | Gas Turbine/Jet Engine (Simple Cycle Operation) | Pollution Control Equipment | NOx Reduction Systems | Catalytic Air Heaters | 8835 | Other CAH problems
650 | Fluidized Bed | Pollution Control Equipment | NOx Reduction Systems | Catalytic Air Heaters | 8835 | Other CAH problems
800 | Miscellaneous | Pollution Control Equipment | NOx Reduction Systems | Catalytic Air Heaters | 8835 | Other CAH problems
810 | Multi-boiler/Multi-turbine | Pollution Control Equipment | NOx Reduction Systems | Catalytic Air Heaters | 8835 | Other CAH problems
850 | Combined Cycle Block | Pollution Control Equipment | NOx Reduction Systems | Catalytic Air Heaters | 8835 | Other CAH problems
851 | CC GT units | Pollution Control Equipment | NOx Reduction Systems | Catalytic Air Heaters | 8835 | Other CAH problems
852 | CC steam units | Pollution Control Equipment | NOx Reduction Systems | Catalytic Air Heaters | 8835 | Other CAH problems
860 | Co-generator Block | Pollution Control Equipment | NOx Reduction Systems | Catalytic Air Heaters | 8835 | Other CAH problems
861 | CoG GT units | Pollution Control Equipment | NOx Reduction Systems | Catalytic Air Heaters | 8835 | Other CAH problems
862 | CoG steam units | Pollution Control Equipment | NOx Reduction Systems | Catalytic Air Heaters | 8835 | Other CAH problems
100 | Fossil-Steam | Pollution Control Equipment | CO Reduction |  | 8840 | CO Active catalyst
300 | Gas Turbine/Jet Engine (Simple Cycle Operation) | Pollution Control Equipment | CO Reduction |  | 8840 | CO Active catalyst
650 | Fluidized Bed | Pollution Control Equipment | CO Reduction |  | 8840 | CO Active catalyst
800 | Miscellaneous | Pollution Control Equipment | CO Reduction |  | 8840 | CO Active catalyst
850 | Combined Cycle Block | Pollution Control Equipment | CO Reduction |  | 8840 | CO Active catalyst
851 | CC GT units | Pollution Control Equipment | CO Reduction |  | 8840 | CO Active catalyst
852 | CC steam units | Pollution Control Equipment | CO Reduction |  | 8840 | CO Active catalyst
860 | Co-generator Block | Pollution Control Equipment | CO Reduction |  | 8840 | CO Active catalyst
861 | CoG GT units | Pollution Control Equipment | CO Reduction |  | 8840 | CO Active catalyst
862 | CoG steam units | Pollution Control Equipment | CO Reduction |  | 8840 | CO Active catalyst
100 | Fossil-Steam | Pollution Control Equipment | CO Reduction |  | 8841 | CO Support materials
300 | Gas Turbine/Jet Engine (Simple Cycle Operation) | Pollution Control Equipment | CO Reduction |  | 8841 | CO Support materials
650 | Fluidized Bed | Pollution Control Equipment | CO Reduction |  | 8841 | CO Support materials
800 | Miscellaneous | Pollution Control Equipment | CO Reduction |  | 8841 | CO Support materials
850 | Combined Cycle Block | Pollution Control Equipment | CO Reduction |  | 8841 | CO Support materials
851 | CC GT units | Pollution Control Equipment | CO Reduction |  | 8841 | CO Support materials
852 | CC steam units | Pollution Control Equipment | CO Reduction |  | 8841 | CO Support materials
860 | Co-generator Block | Pollution Control Equipment | CO Reduction |  | 8841 | CO Support materials
861 | CoG GT units | Pollution Control Equipment | CO Reduction |  | 8841 | CO Support materials
862 | CoG steam units | Pollution Control Equipment | CO Reduction |  | 8841 | CO Support materials
100 | Fossil-Steam | Pollution Control Equipment | CO Reduction |  | 8842 | CO Plugging
300 | Gas Turbine/Jet Engine (Simple Cycle Operation) | Pollution Control Equipment | CO Reduction |  | 8842 | CO Plugging
650 | Fluidized Bed | Pollution Control Equipment | CO Reduction |  | 8842 | CO Plugging
800 | Miscellaneous | Pollution Control Equipment | CO Reduction |  | 8842 | CO Plugging
850 | Combined Cycle Block | Pollution Control Equipment | CO Reduction |  | 8842 | CO Plugging
851 | CC GT units | Pollution Control Equipment | CO Reduction |  | 8842 | CO Plugging
852 | CC steam units | Pollution Control Equipment | CO Reduction |  | 8842 | CO Plugging
860 | Co-generator Block | Pollution Control Equipment | CO Reduction |  | 8842 | CO Plugging
861 | CoG GT units | Pollution Control Equipment | CO Reduction |  | 8842 | CO Plugging
862 | CoG steam units | Pollution Control Equipment | CO Reduction |  | 8842 | CO Plugging
100 | Fossil-Steam | Pollution Control Equipment | CO Reduction |  | 8845 | Other CO reduction problems
300 | Gas Turbine/Jet Engine (Simple Cycle Operation) | Pollution Control Equipment | CO Reduction |  | 8845 | Other CO reduction problems
650 | Fluidized Bed | Pollution Control Equipment | CO Reduction |  | 8845 | Other CO reduction problems
800 | Miscellaneous | Pollution Control Equipment | CO Reduction |  | 8845 | Other CO reduction problems
850 | Combined Cycle Block | Pollution Control Equipment | CO Reduction |  | 8845 | Other CO reduction problems
851 | CC GT units | Pollution Control Equipment | CO Reduction |  | 8845 | Other CO reduction problems
852 | CC steam units | Pollution Control Equipment | CO Reduction |  | 8845 | Other CO reduction problems
860 | Co-generator Block | Pollution Control Equipment | CO Reduction |  | 8845 | Other CO reduction problems
861 | CoG GT units | Pollution Control Equipment | CO Reduction |  | 8845 | Other CO reduction problems
862 | CoG steam units | Pollution Control Equipment | CO Reduction |  | 8845 | Other CO reduction problems
100 | Fossil-Steam | External | Catastrophe |  | 9000 | Flood
200 | Nuclear | External | Catastrophe |  | 9000 | Flood
300 | Gas Turbine/Jet Engine (Simple Cycle Operation) | External | Catastrophe |  | 9000 | Flood
400 | Internal Combustion/Reciprocating Engines | External | Catastrophe |  | 9000 | Flood
500 | Pumped Storage/Hydro | External | Catastrophe |  | 9000 | Flood
650 | Fluidized Bed | External | Catastrophe |  | 9000 | Flood
800 | Miscellaneous | External | Catastrophe |  | 9000 | Flood
810 | Multi-boiler/Multi-turbine | External | Catastrophe |  | 9000 | Flood
830 | Geothermal | External | Catastrophe |  | 9000 | Flood
850 | Combined Cycle Block | External | Catastrophe |  | 9000 | Flood
851 | CC GT units | External | Catastrophe |  | 9000 | Flood
852 | CC steam units | External | Catastrophe |  | 9000 | Flood
860 | Co-generator Block | External | Catastrophe |  | 9000 | Flood
861 | CoG GT units | External | Catastrophe |  | 9000 | Flood
862 | CoG steam units | External | Catastrophe |  | 9000 | Flood
100 | Fossil-Steam | External | Catastrophe |  | 9001 | Drought
200 | Nuclear | External | Catastrophe |  | 9001 | Drought
300 | Gas Turbine/Jet Engine (Simple Cycle Operation) | External | Catastrophe |  | 9001 | Drought
400 | Internal Combustion/Reciprocating Engines | External | Catastrophe |  | 9001 | Drought
500 | Pumped Storage/Hydro | External | Catastrophe |  | 9001 | Drought
650 | Fluidized Bed | External | Catastrophe |  | 9001 | Drought
800 | Miscellaneous | External | Catastrophe |  | 9001 | Drought
810 | Multi-boiler/Multi-turbine | External | Catastrophe |  | 9001 | Drought
830 | Geothermal | External | Catastrophe |  | 9001 | Drought
850 | Combined Cycle Block | External | Catastrophe |  | 9001 | Drought
851 | CC GT units | External | Catastrophe |  | 9001 | Drought
852 | CC steam units | External | Catastrophe |  | 9001 | Drought
860 | Co-generator Block | External | Catastrophe |  | 9001 | Drought
861 | CoG GT units | External | Catastrophe |  | 9001 | Drought
862 | CoG steam units | External | Catastrophe |  | 9001 | Drought
100 | Fossil-Steam | External | Catastrophe |  | 9010 | Fire including wildfires, not related to a specific component
200 | Nuclear | External | Catastrophe |  | 9010 | Fire including wildfires, not related to a specific component
300 | Gas Turbine/Jet Engine (Simple Cycle Operation) | External | Catastrophe |  | 9010 | Fire including wildfires, not related to a specific component
400 | Internal Combustion/Reciprocating Engines | External | Catastrophe |  | 9010 | Fire including wildfires, not related to a specific component
500 | Pumped Storage/Hydro | External | Catastrophe |  | 9010 | Fire including wildfires, not related to a specific component
650 | Fluidized Bed | External | Catastrophe |  | 9010 | Fire including wildfires, not related to a specific component
800 | Miscellaneous | External | Catastrophe |  | 9010 | Fire including wildfires, not related to a specific component
810 | Multi-boiler/Multi-turbine | External | Catastrophe |  | 9010 | Fire including wildfires, not related to a specific component
830 | Geothermal | External | Catastrophe |  | 9010 | Fire including wildfires, not related to a specific component
850 | Combined Cycle Block | External | Catastrophe |  | 9010 | Fire including wildfires, not related to a specific component
851 | CC GT units | External | Catastrophe |  | 9010 | Fire including wildfires, not related to a specific component
852 | CC steam units | External | Catastrophe |  | 9010 | Fire including wildfires, not related to a specific component
860 | Co-generator Block | External | Catastrophe |  | 9010 | Fire including wildfires, not related to a specific component
861 | CoG GT units | External | Catastrophe |  | 9010 | Fire including wildfires, not related to a specific component
862 | CoG steam units | External | Catastrophe |  | 9010 | Fire including wildfires, not related to a specific component
100 | Fossil-Steam | External | Catastrophe |  | 9015 | Pandemic
200 | Nuclear | External | Catastrophe |  | 9015 | Pandemic
300 | Gas Turbine/Jet Engine (Simple Cycle Operation) | External | Catastrophe |  | 9015 | Pandemic
400 | Internal Combustion/Reciprocating Engines | External | Catastrophe |  | 9015 | Pandemic
500 | Pumped Storage/Hydro | External | Catastrophe |  | 9015 | Pandemic
650 | Fluidized Bed | External | Catastrophe |  | 9015 | Pandemic
800 | Miscellaneous | External | Catastrophe |  | 9015 | Pandemic
810 | Multi-boiler/Multi-turbine | External | Catastrophe |  | 9015 | Pandemic
830 | Geothermal | External | Catastrophe |  | 9015 | Pandemic
850 | Combined Cycle Block | External | Catastrophe |  | 9015 | Pandemic
851 | CC GT units | External | Catastrophe |  | 9015 | Pandemic
852 | CC steam units | External | Catastrophe |  | 9015 | Pandemic
860 | Co-generator Block | External | Catastrophe |  | 9015 | Pandemic
861 | CoG GT units | External | Catastrophe |  | 9015 | Pandemic
862 | CoG steam units | External | Catastrophe |  | 9015 | Pandemic
100 | Fossil-Steam | External | Catastrophe |  | 9020 | Lightning
200 | Nuclear | External | Catastrophe |  | 9020 | Lightning
300 | Gas Turbine/Jet Engine (Simple Cycle Operation) | External | Catastrophe |  | 9020 | Lightning
400 | Internal Combustion/Reciprocating Engines | External | Catastrophe |  | 9020 | Lightning
500 | Pumped Storage/Hydro | External | Catastrophe |  | 9020 | Lightning
650 | Fluidized Bed | External | Catastrophe |  | 9020 | Lightning
800 | Miscellaneous | External | Catastrophe |  | 9020 | Lightning
810 | Multi-boiler/Multi-turbine | External | Catastrophe |  | 9020 | Lightning
830 | Geothermal | External | Catastrophe |  | 9020 | Lightning
850 | Combined Cycle Block | External | Catastrophe |  | 9020 | Lightning
851 | CC GT units | External | Catastrophe |  | 9020 | Lightning
852 | CC steam units | External | Catastrophe |  | 9020 | Lightning
860 | Co-generator Block | External | Catastrophe |  | 9020 | Lightning
861 | CoG GT units | External | Catastrophe |  | 9020 | Lightning
862 | CoG steam units | External | Catastrophe |  | 9020 | Lightning
100 | Fossil-Steam | External | Catastrophe |  | 9025 | Geomagnetic disturbance
200 | Nuclear | External | Catastrophe |  | 9025 | Geomagnetic disturbance
300 | Gas Turbine/Jet Engine (Simple Cycle Operation) | External | Catastrophe |  | 9025 | Geomagnetic disturbance
400 | Internal Combustion/Reciprocating Engines | External | Catastrophe |  | 9025 | Geomagnetic disturbance
500 | Pumped Storage/Hydro | External | Catastrophe |  | 9025 | Geomagnetic disturbance
650 | Fluidized Bed | External | Catastrophe |  | 9025 | Geomagnetic disturbance
800 | Miscellaneous | External | Catastrophe |  | 9025 | Geomagnetic disturbance
810 | Multi-boiler/Multi-turbine | External | Catastrophe |  | 9025 | Geomagnetic disturbance
830 | Geothermal | External | Catastrophe |  | 9025 | Geomagnetic disturbance
850 | Combined Cycle Block | External | Catastrophe |  | 9025 | Geomagnetic disturbance
851 | CC GT units | External | Catastrophe |  | 9025 | Geomagnetic disturbance
852 | CC steam units | External | Catastrophe |  | 9025 | Geomagnetic disturbance
860 | Co-generator Block | External | Catastrophe |  | 9025 | Geomagnetic disturbance
861 | CoG GT units | External | Catastrophe |  | 9025 | Geomagnetic disturbance
862 | CoG steam units | External | Catastrophe |  | 9025 | Geomagnetic disturbance
100 | Fossil-Steam | External | Catastrophe |  | 9030 | Earthquake
200 | Nuclear | External | Catastrophe |  | 9030 | Earthquake
300 | Gas Turbine/Jet Engine (Simple Cycle Operation) | External | Catastrophe |  | 9030 | Earthquake
400 | Internal Combustion/Reciprocating Engines | External | Catastrophe |  | 9030 | Earthquake
500 | Pumped Storage/Hydro | External | Catastrophe |  | 9030 | Earthquake
650 | Fluidized Bed | External | Catastrophe |  | 9030 | Earthquake
800 | Miscellaneous | External | Catastrophe |  | 9030 | Earthquake
810 | Multi-boiler/Multi-turbine | External | Catastrophe |  | 9030 | Earthquake
830 | Geothermal | External | Catastrophe |  | 9030 | Earthquake
850 | Combined Cycle Block | External | Catastrophe |  | 9030 | Earthquake
851 | CC GT units | External | Catastrophe |  | 9030 | Earthquake
852 | CC steam units | External | Catastrophe |  | 9030 | Earthquake
860 | Co-generator Block | External | Catastrophe |  | 9030 | Earthquake
861 | CoG GT units | External | Catastrophe |  | 9030 | Earthquake
862 | CoG steam units | External | Catastrophe |  | 9030 | Earthquake
100 | Fossil-Steam | External | Catastrophe |  | 9031 | Tornado
200 | Nuclear | External | Catastrophe |  | 9031 | Tornado
300 | Gas Turbine/Jet Engine (Simple Cycle Operation) | External | Catastrophe |  | 9031 | Tornado
400 | Internal Combustion/Reciprocating Engines | External | Catastrophe |  | 9031 | Tornado
500 | Pumped Storage/Hydro | External | Catastrophe |  | 9031 | Tornado
650 | Fluidized Bed | External | Catastrophe |  | 9031 | Tornado
800 | Miscellaneous | External | Catastrophe |  | 9031 | Tornado
810 | Multi-boiler/Multi-turbine | External | Catastrophe |  | 9031 | Tornado
830 | Geothermal | External | Catastrophe |  | 9031 | Tornado
850 | Combined Cycle Block | External | Catastrophe |  | 9031 | Tornado
851 | CC GT units | External | Catastrophe |  | 9031 | Tornado
852 | CC steam units | External | Catastrophe |  | 9031 | Tornado
860 | Co-generator Block | External | Catastrophe |  | 9031 | Tornado
861 | CoG GT units | External | Catastrophe |  | 9031 | Tornado
862 | CoG steam units | External | Catastrophe |  | 9031 | Tornado
100 | Fossil-Steam | External | Catastrophe |  | 9035 | Hurricane
200 | Nuclear | External | Catastrophe |  | 9035 | Hurricane
300 | Gas Turbine/Jet Engine (Simple Cycle Operation) | External | Catastrophe |  | 9035 | Hurricane
400 | Internal Combustion/Reciprocating Engines | External | Catastrophe |  | 9035 | Hurricane
500 | Pumped Storage/Hydro | External | Catastrophe |  | 9035 | Hurricane
650 | Fluidized Bed | External | Catastrophe |  | 9035 | Hurricane
800 | Miscellaneous | External | Catastrophe |  | 9035 | Hurricane
810 | Multi-boiler/Multi-turbine | External | Catastrophe |  | 9035 | Hurricane
830 | Geothermal | External | Catastrophe |  | 9035 | Hurricane
850 | Combined Cycle Block | External | Catastrophe |  | 9035 | Hurricane
851 | CC GT units | External | Catastrophe |  | 9035 | Hurricane
852 | CC steam units | External | Catastrophe |  | 9035 | Hurricane
860 | Co-generator Block | External | Catastrophe |  | 9035 | Hurricane
861 | CoG GT units | External | Catastrophe |  | 9035 | Hurricane
862 | CoG steam units | External | Catastrophe |  | 9035 | Hurricane
100 | Fossil-Steam | External | Catastrophe |  | 9036 | Storms (ice, snow, etc)
200 | Nuclear | External | Catastrophe |  | 9036 | Storms (ice, snow, etc)
300 | Gas Turbine/Jet Engine (Simple Cycle Operation) | External | Catastrophe |  | 9036 | Storms (ice, snow, etc)
400 | Internal Combustion/Reciprocating Engines | External | Catastrophe |  | 9036 | Storms (ice, snow, etc)
500 | Pumped Storage/Hydro | External | Catastrophe |  | 9036 | Storms (ice, snow, etc)
650 | Fluidized Bed | External | Catastrophe |  | 9036 | Storms (ice, snow, etc)
800 | Miscellaneous | External | Catastrophe |  | 9036 | Storms (ice, snow, etc)
810 | Multi-boiler/Multi-turbine | External | Catastrophe |  | 9036 | Storms (ice, snow, etc)
830 | Geothermal | External | Catastrophe |  | 9036 | Storms (ice, snow, etc)
850 | Combined Cycle Block | External | Catastrophe |  | 9036 | Storms (ice, snow, etc)
851 | CC GT units | External | Catastrophe |  | 9036 | Storms (ice, snow, etc)
852 | CC steam units | External | Catastrophe |  | 9036 | Storms (ice, snow, etc)
860 | Co-generator Block | External | Catastrophe |  | 9036 | Storms (ice, snow, etc)
861 | CoG GT units | External | Catastrophe |  | 9036 | Storms (ice, snow, etc)
862 | CoG steam units | External | Catastrophe |  | 9036 | Storms (ice, snow, etc)
100 | Fossil-Steam | External | Catastrophe |  | 9040 | Other catastrophe
200 | Nuclear | External | Catastrophe |  | 9040 | Other catastrophe
300 | Gas Turbine/Jet Engine (Simple Cycle Operation) | External | Catastrophe |  | 9040 | Other catastrophe
400 | Internal Combustion/Reciprocating Engines | External | Catastrophe |  | 9040 | Other catastrophe
500 | Pumped Storage/Hydro | External | Catastrophe |  | 9040 | Other catastrophe
650 | Fluidized Bed | External | Catastrophe |  | 9040 | Other catastrophe
800 | Miscellaneous | External | Catastrophe |  | 9040 | Other catastrophe
810 | Multi-boiler/Multi-turbine | External | Catastrophe |  | 9040 | Other catastrophe
830 | Geothermal | External | Catastrophe |  | 9040 | Other catastrophe
850 | Combined Cycle Block | External | Catastrophe |  | 9040 | Other catastrophe
851 | CC GT units | External | Catastrophe |  | 9040 | Other catastrophe
852 | CC steam units | External | Catastrophe |  | 9040 | Other catastrophe
860 | Co-generator Block | External | Catastrophe |  | 9040 | Other catastrophe
861 | CoG GT units | External | Catastrophe |  | 9040 | Other catastrophe
862 | CoG steam units | External | Catastrophe |  | 9040 | Other catastrophe
200 | Nuclear | External | Economic |  | 9110 | Core coastdown (nuclear)
200 | Nuclear | External | Economic |  | 9120 | Core conservation (nuclear)
100 | Fossil-Steam | External | Economic |  | 9130 | Lack of fuel: Physical failures of fuel supply or delivery/transportation of fuel
200 | Nuclear | External | Economic |  | 9130 | Lack of fuel: Physical failures of fuel supply or delivery/transportation of fuel
300 | Gas Turbine/Jet Engine (Simple Cycle Operation) | External | Economic |  | 9130 | Lack of fuel: Physical failures of fuel supply or delivery/transportation of fuel
400 | Internal Combustion/Reciprocating Engines | External | Economic |  | 9130 | Lack of fuel: Physical failures of fuel supply or delivery/transportation of fuel
500 | Pumped Storage/Hydro | External | Economic |  | 9130 | Lack of fuel: Physical failures of fuel supply or delivery/transportation of fuel
650 | Fluidized Bed | External | Economic |  | 9130 | Lack of fuel: Physical failures of fuel supply or delivery/transportation of fuel
800 | Miscellaneous | External | Economic |  | 9130 | Lack of fuel: Physical failures of fuel supply or delivery/transportation of fuel
810 | Multi-boiler/Multi-turbine | External | Economic |  | 9130 | Lack of fuel: Physical failures of fuel supply or delivery/transportation of fuel
830 | Geothermal | External | Economic |  | 9130 | Lack of fuel: Physical failures of fuel supply or delivery/transportation of fuel
850 | Combined Cycle Block | External | Economic |  | 9130 | Lack of fuel: Physical failures of fuel supply or delivery/transportation of fuel
851 | CC GT units | External | Economic |  | 9130 | Lack of fuel: Physical failures of fuel supply or delivery/transportation of fuel
852 | CC steam units | External | Economic |  | 9130 | Lack of fuel: Physical failures of fuel supply or delivery/transportation of fuel
860 | Co-generator Block | External | Economic |  | 9130 | Lack of fuel: Physical failures of fuel supply or delivery/transportation of fuel
861 | CoG GT units | External | Economic |  | 9130 | Lack of fuel: Physical failures of fuel supply or delivery/transportation of fuel
862 | CoG steam units | External | Economic |  | 9130 | Lack of fuel: Physical failures of fuel supply or delivery/transportation of fuel
100 | Fossil-Steam | External | Economic |  | 9131 | Lack of fuel: Contract or Tariff allows for interruption
200 | Nuclear | External | Economic |  | 9131 | Lack of fuel: Contract or Tariff allows for interruption
300 | Gas Turbine/Jet Engine (Simple Cycle Operation) | External | Economic |  | 9131 | Lack of fuel: Contract or Tariff allows for interruption
400 | Internal Combustion/Reciprocating Engines | External | Economic |  | 9131 | Lack of fuel: Contract or Tariff allows for interruption
650 | Fluidized Bed | External | Economic |  | 9131 | Lack of fuel: Contract or Tariff allows for interruption
800 | Miscellaneous | External | Economic |  | 9131 | Lack of fuel: Contract or Tariff allows for interruption
810 | Multi-boiler/Multi-turbine | External | Economic |  | 9131 | Lack of fuel: Contract or Tariff allows for interruption
830 | Geothermal | External | Economic |  | 9131 | Lack of fuel: Contract or Tariff allows for interruption
850 | Combined Cycle Block | External | Economic |  | 9131 | Lack of fuel: Contract or Tariff allows for interruption
851 | CC GT units | External | Economic |  | 9131 | Lack of fuel: Contract or Tariff allows for interruption
852 | CC steam units | External | Economic |  | 9131 | Lack of fuel: Contract or Tariff allows for interruption
860 | Co-generator Block | External | Economic |  | 9131 | Lack of fuel: Contract or Tariff allows for interruption
861 | CoG GT units | External | Economic |  | 9131 | Lack of fuel: Contract or Tariff allows for interruption
862 | CoG steam units | External | Economic |  | 9131 | Lack of fuel: Contract or Tariff allows for interruption
100 | Fossil-Steam | External | Economic |  | 9132 | Wet Fuel - Biomass (OMC)
650 | Fluidized Bed | External | Economic |  | 9132 | Wet Fuel - Biomass (OMC)
800 | Miscellaneous | External | Economic |  | 9132 | Wet Fuel - Biomass (OMC)
810 | Multi-boiler/Multi-turbine | External | Economic |  | 9132 | Wet Fuel - Biomass (OMC)
100 | Fossil-Steam | External | Economic |  | 9133 | Wet Fuel - Biomass
650 | Fluidized Bed | External | Economic |  | 9133 | Wet Fuel - Biomass
800 | Miscellaneous | External | Economic |  | 9133 | Wet Fuel - Biomass
100 | Fossil-Steam | External | Economic |  | 9134 | Fuel conservation
200 | Nuclear | External | Economic |  | 9134 | Fuel conservation
300 | Gas Turbine/Jet Engine (Simple Cycle Operation) | External | Economic |  | 9134 | Fuel conservation
400 | Internal Combustion/Reciprocating Engines | External | Economic |  | 9134 | Fuel conservation
650 | Fluidized Bed | External | Economic |  | 9134 | Fuel conservation
800 | Miscellaneous | External | Economic |  | 9134 | Fuel conservation
810 | Multi-boiler/Multi-turbine | External | Economic |  | 9134 | Fuel conservation
830 | Geothermal | External | Economic |  | 9134 | Fuel conservation
850 | Combined Cycle Block | External | Economic |  | 9134 | Fuel conservation
851 | CC GT units | External | Economic |  | 9134 | Fuel conservation
852 | CC steam units | External | Economic |  | 9134 | Fuel conservation
860 | Co-generator Block | External | Economic |  | 9134 | Fuel conservation
861 | CoG GT units | External | Economic |  | 9134 | Fuel conservation
862 | CoG steam units | External | Economic |  | 9134 | Fuel conservation
500 | Pumped Storage/Hydro | External | Economic |  | 9135 | Lack of water (hydro)
800 | Miscellaneous | External | Economic |  | 9135 | Lack of water (hydro)
100 | Fossil-Steam | External | Economic |  | 9136 | Problems with Primary Fuel for Units with Secondary Fuel Operation
300 | Gas Turbine/Jet Engine (Simple Cycle Operation) | External | Economic |  | 9136 | Problems with Primary Fuel for Units with Secondary Fuel Operation
400 | Internal Combustion/Reciprocating Engines | External | Economic |  | 9136 | Problems with Primary Fuel for Units with Secondary Fuel Operation
650 | Fluidized Bed | External | Economic |  | 9136 | Problems with Primary Fuel for Units with Secondary Fuel Operation
800 | Miscellaneous | External | Economic |  | 9136 | Problems with Primary Fuel for Units with Secondary Fuel Operation
830 | Geothermal | External | Economic |  | 9136 | Problems with Primary Fuel for Units with Secondary Fuel Operation
850 | Combined Cycle Block | External | Economic |  | 9136 | Problems with Primary Fuel for Units with Secondary Fuel Operation
851 | CC GT units | External | Economic |  | 9136 | Problems with Primary Fuel for Units with Secondary Fuel Operation
852 | CC steam units | External | Economic |  | 9136 | Problems with Primary Fuel for Units with Secondary Fuel Operation
860 | Co-generator Block | External | Economic |  | 9136 | Problems with Primary Fuel for Units with Secondary Fuel Operation
861 | CoG GT units | External | Economic |  | 9136 | Problems with Primary Fuel for Units with Secondary Fuel Operation
862 | CoG steam units | External | Economic |  | 9136 | Problems with Primary Fuel for Units with Secondary Fuel Operation
100 | Fossil-Steam | External | Economic |  | 9137 | Ground water or other water supply problems
200 | Nuclear | External | Economic |  | 9137 | Ground water or other water supply problems
300 | Gas Turbine/Jet Engine (Simple Cycle Operation) | External | Economic |  | 9137 | Ground water or other water supply problems
500 | Pumped Storage/Hydro | External | Economic |  | 9137 | Ground water or other water supply problems
650 | Fluidized Bed | External | Economic |  | 9137 | Ground water or other water supply problems
800 | Miscellaneous | External | Economic |  | 9137 | Ground water or other water supply problems
810 | Multi-boiler/Multi-turbine | External | Economic |  | 9137 | Ground water or other water supply problems
830 | Geothermal | External | Economic |  | 9137 | Ground water or other water supply problems
850 | Combined Cycle Block | External | Economic |  | 9137 | Ground water or other water supply problems
851 | CC GT units | External | Economic |  | 9137 | Ground water or other water supply problems
852 | CC steam units | External | Economic |  | 9137 | Ground water or other water supply problems
860 | Co-generator Block | External | Economic |  | 9137 | Ground water or other water supply problems
861 | CoG GT units | External | Economic |  | 9137 | Ground water or other water supply problems
862 | CoG steam units | External | Economic |  | 9137 | Ground water or other water supply problems
500 | Pumped Storage/Hydro | External | Economic |  | 9138 | High Water Level in Tailrace (too much water)
800 | Miscellaneous | External | Economic |  | 9138 | High Water Level in Tailrace (too much water)
100 | Fossil-Steam | External | Economic |  | 9139 | Ground water or other water supply problems (OMC)
200 | Nuclear | External | Economic |  | 9139 | Ground water or other water supply problems (OMC)
300 | Gas Turbine/Jet Engine (Simple Cycle Operation) | External | Economic |  | 9139 | Ground water or other water supply problems (OMC)
500 | Pumped Storage/Hydro | External | Economic |  | 9139 | Ground water or other water supply problems (OMC)
650 | Fluidized Bed | External | Economic |  | 9139 | Ground water or other water supply problems (OMC)
800 | Miscellaneous | External | Economic |  | 9139 | Ground water or other water supply problems (OMC)
810 | Multi-boiler/Multi-turbine | External | Economic |  | 9139 | Ground water or other water supply problems (OMC)
830 | Geothermal | External | Economic |  | 9139 | Ground water or other water supply problems (OMC)
850 | Combined Cycle Block | External | Economic |  | 9139 | Ground water or other water supply problems (OMC)
851 | CC GT units | External | Economic |  | 9139 | Ground water or other water supply problems (OMC)
852 | CC steam units | External | Economic |  | 9139 | Ground water or other water supply problems (OMC)
860 | Co-generator Block | External | Economic |  | 9139 | Ground water or other water supply problems (OMC)
861 | CoG GT units | External | Economic |  | 9139 | Ground water or other water supply problems (OMC)
862 | CoG steam units | External | Economic |  | 9139 | Ground water or other water supply problems (OMC)
100 | Fossil-Steam | External | Economic |  | 9140 | Plant modifications to burn different fuel that are not regulatory mandated
300 | Gas Turbine/Jet Engine (Simple Cycle Operation) | External | Economic |  | 9140 | Plant modifications to burn different fuel that are not regulatory mandated
400 | Internal Combustion/Reciprocating Engines | External | Economic |  | 9140 | Plant modifications to burn different fuel that are not regulatory mandated
500 | Pumped Storage/Hydro | External | Economic |  | 9140 | Plant modifications to burn different fuel that are not regulatory mandated
650 | Fluidized Bed | External | Economic |  | 9140 | Plant modifications to burn different fuel that are not regulatory mandated
800 | Miscellaneous | External | Economic |  | 9140 | Plant modifications to burn different fuel that are not regulatory mandated
810 | Multi-boiler/Multi-turbine | External | Economic |  | 9140 | Plant modifications to burn different fuel that are not regulatory mandated
830 | Geothermal | External | Economic |  | 9140 | Plant modifications to burn different fuel that are not regulatory mandated
850 | Combined Cycle Block | External | Economic |  | 9140 | Plant modifications to burn different fuel that are not regulatory mandated
851 | CC GT units | External | Economic |  | 9140 | Plant modifications to burn different fuel that are not regulatory mandated
852 | CC steam units | External | Economic |  | 9140 | Plant modifications to burn different fuel that are not regulatory mandated
860 | Co-generator Block | External | Economic |  | 9140 | Plant modifications to burn different fuel that are not regulatory mandated
861 | CoG GT units | External | Economic |  | 9140 | Plant modifications to burn different fuel that are not regulatory mandated
862 | CoG steam units | External | Economic |  | 9140 | Plant modifications to burn different fuel that are not regulatory mandated
100 | Fossil-Steam | External | Economic |  | 9150 | Labor strikes company-wide problems or strikes outside the company's jurisdiction such as manufacturers (delaying repairs) or transportation (fuel supply) problems.
200 | Nuclear | External | Economic |  | 9150 | Labor strikes company-wide problems or strikes outside the company's jurisdiction such as manufacturers (delaying repairs) or transportation (fuel supply) problems.
300 | Gas Turbine/Jet Engine (Simple Cycle Operation) | External | Economic |  | 9150 | Labor strikes company-wide problems or strikes outside the company's jurisdiction such as manufacturers (delaying repairs) or transportation (fuel supply) problems.
400 | Internal Combustion/Reciprocating Engines | External | Economic |  | 9150 | Labor strikes company-wide problems or strikes outside the company's jurisdiction such as manufacturers (delaying repairs) or transportation (fuel supply) problems.
500 | Pumped Storage/Hydro | External | Economic |  | 9150 | Labor strikes company-wide problems or strikes outside the company's jurisdiction such as manufacturers (delaying repairs) or transportation (fuel supply) problems.
650 | Fluidized Bed | External | Economic |  | 9150 | Labor strikes company-wide problems or strikes outside the company's jurisdiction such as manufacturers (delaying repairs) or transportation (fuel supply) problems.
800 | Miscellaneous | External | Economic |  | 9150 | Labor strikes company-wide problems or strikes outside the company's jurisdiction such as manufacturers (delaying repairs) or transportation (fuel supply) problems.
810 | Multi-boiler/Multi-turbine | External | Economic |  | 9150 | Labor strikes company-wide problems or strikes outside the company's jurisdiction such as manufacturers (delaying repairs) or transportation (fuel supply) problems.
830 | Geothermal | External | Economic |  | 9150 | Labor strikes company-wide problems or strikes outside the company's jurisdiction such as manufacturers (delaying repairs) or transportation (fuel supply) problems.
850 | Combined Cycle Block | External | Economic |  | 9150 | Labor strikes company-wide problems or strikes outside the company's jurisdiction such as manufacturers (delaying repairs) or transportation (fuel supply) problems.
851 | CC GT units | External | Economic |  | 9150 | Labor strikes company-wide problems or strikes outside the company's jurisdiction such as manufacturers (delaying repairs) or transportation (fuel supply) problems.
852 | CC steam units | External | Economic |  | 9150 | Labor strikes company-wide problems or strikes outside the company's jurisdiction such as manufacturers (delaying repairs) or transportation (fuel supply) problems.
860 | Co-generator Block | External | Economic |  | 9150 | Labor strikes company-wide problems or strikes outside the company's jurisdiction such as manufacturers (delaying repairs) or transportation (fuel supply) problems.
861 | CoG GT units | External | Economic |  | 9150 | Labor strikes company-wide problems or strikes outside the company's jurisdiction such as manufacturers (delaying repairs) or transportation (fuel supply) problems.
862 | CoG steam units | External | Economic |  | 9150 | Labor strikes company-wide problems or strikes outside the company's jurisdiction such as manufacturers (delaying repairs) or transportation (fuel supply) problems.
100 | Fossil-Steam | External | Economic |  | 9151 | Labor strikes direct plant management grievances that result in a walkout or strike are under plant management control.
200 | Nuclear | External | Economic |  | 9151 | Labor strikes direct plant management grievances that result in a walkout or strike are under plant management control.
300 | Gas Turbine/Jet Engine (Simple Cycle Operation) | External | Economic |  | 9151 | Labor strikes direct plant management grievances that result in a walkout or strike are under plant management control.
400 | Internal Combustion/Reciprocating Engines | External | Economic |  | 9151 | Labor strikes direct plant management grievances that result in a walkout or strike are under plant management control.
500 | Pumped Storage/Hydro | External | Economic |  | 9151 | Labor strikes direct plant management grievances that result in a walkout or strike are under plant management control.
650 | Fluidized Bed | External | Economic |  | 9151 | Labor strikes direct plant management grievances that result in a walkout or strike are under plant management control.
800 | Miscellaneous | External | Economic |  | 9151 | Labor strikes direct plant management grievances that result in a walkout or strike are under plant management control.
810 | Multi-boiler/Multi-turbine | External | Economic |  | 9151 | Labor strikes direct plant management grievances that result in a walkout or strike are under plant management control.
830 | Geothermal | External | Economic |  | 9151 | Labor strikes direct plant management grievances that result in a walkout or strike are under plant management control.
850 | Combined Cycle Block | External | Economic |  | 9151 | Labor strikes direct plant management grievances that result in a walkout or strike are under plant management control.
851 | CC GT units | External | Economic |  | 9151 | Labor strikes direct plant management grievances that result in a walkout or strike are under plant management control.
852 | CC steam units | External | Economic |  | 9151 | Labor strikes direct plant management grievances that result in a walkout or strike are under plant management control.
860 | Co-generator Block | External | Economic |  | 9151 | Labor strikes direct plant management grievances that result in a walkout or strike are under plant management control.
861 | CoG GT units | External | Economic |  | 9151 | Labor strikes direct plant management grievances that result in a walkout or strike are under plant management control.
862 | CoG steam units | External | Economic |  | 9151 | Labor strikes direct plant management grievances that result in a walkout or strike are under plant management control.
100 | Fossil-Steam | External | Economic |  | 9160 | Other economic problems
200 | Nuclear | External | Economic |  | 9160 | Other economic problems
300 | Gas Turbine/Jet Engine (Simple Cycle Operation) | External | Economic |  | 9160 | Other economic problems
400 | Internal Combustion/Reciprocating Engines | External | Economic |  | 9160 | Other economic problems
500 | Pumped Storage/Hydro | External | Economic |  | 9160 | Other economic problems
650 | Fluidized Bed | External | Economic |  | 9160 | Other economic problems
800 | Miscellaneous | External | Economic |  | 9160 | Other economic problems
810 | Multi-boiler/Multi-turbine | External | Economic |  | 9160 | Other economic problems
830 | Geothermal | External | Economic |  | 9160 | Other economic problems
850 | Combined Cycle Block | External | Economic |  | 9160 | Other economic problems
851 | CC GT units | External | Economic |  | 9160 | Other economic problems
852 | CC steam units | External | Economic |  | 9160 | Other economic problems
860 | Co-generator Block | External | Economic |  | 9160 | Other economic problems
861 | CoG GT units | External | Economic |  | 9160 | Other economic problems
862 | CoG steam units | External | Economic |  | 9160 | Other economic problems
100 | Fossil-Steam | External | Economic |  | 9180 | Economic (for internal use at plants only)
200 | Nuclear | External | Economic |  | 9180 | Economic (for internal use at plants only)
300 | Gas Turbine/Jet Engine (Simple Cycle Operation) | External | Economic |  | 9180 | Economic (for internal use at plants only)
400 | Internal Combustion/Reciprocating Engines | External | Economic |  | 9180 | Economic (for internal use at plants only)
500 | Pumped Storage/Hydro | External | Economic |  | 9180 | Economic (for internal use at plants only)
650 | Fluidized Bed | External | Economic |  | 9180 | Economic (for internal use at plants only)
800 | Miscellaneous | External | Economic |  | 9180 | Economic (for internal use at plants only)
810 | Multi-boiler/Multi-turbine | External | Economic |  | 9180 | Economic (for internal use at plants only)
830 | Geothermal | External | Economic |  | 9180 | Economic (for internal use at plants only)
850 | Combined Cycle Block | External | Economic |  | 9180 | Economic (for internal use at plants only)
851 | CC GT units | External | Economic |  | 9180 | Economic (for internal use at plants only)
852 | CC steam units | External | Economic |  | 9180 | Economic (for internal use at plants only)
860 | Co-generator Block | External | Economic |  | 9180 | Economic (for internal use at plants only)
861 | CoG GT units | External | Economic |  | 9180 | Economic (for internal use at plants only)
862 | CoG steam units | External | Economic |  | 9180 | Economic (for internal use at plants only)
100 | Fossil-Steam | External | Economic |  | 9181 | Economic (for internal use at plants only)
200 | Nuclear | External | Economic |  | 9181 | Economic (for internal use at plants only)
300 | Gas Turbine/Jet Engine (Simple Cycle Operation) | External | Economic |  | 9181 | Economic (for internal use at plants only)
400 | Internal Combustion/Reciprocating Engines | External | Economic |  | 9181 | Economic (for internal use at plants only)
500 | Pumped Storage/Hydro | External | Economic |  | 9181 | Economic (for internal use at plants only)
650 | Fluidized Bed | External | Economic |  | 9181 | Economic (for internal use at plants only)
800 | Miscellaneous | External | Economic |  | 9181 | Economic (for internal use at plants only)
810 | Multi-boiler/Multi-turbine | External | Economic |  | 9181 | Economic (for internal use at plants only)
830 | Geothermal | External | Economic |  | 9181 | Economic (for internal use at plants only)
850 | Combined Cycle Block | External | Economic |  | 9181 | Economic (for internal use at plants only)
851 | CC GT units | External | Economic |  | 9181 | Economic (for internal use at plants only)
852 | CC steam units | External | Economic |  | 9181 | Economic (for internal use at plants only)
860 | Co-generator Block | External | Economic |  | 9181 | Economic (for internal use at plants only)
861 | CoG GT units | External | Economic |  | 9181 | Economic (for internal use at plants only)
862 | CoG steam units | External | Economic |  | 9181 | Economic (for internal use at plants only)
100 | Fossil-Steam | External | Economic |  | 9182 | Economic (for internal use at plants only)
200 | Nuclear | External | Economic |  | 9182 | Economic (for internal use at plants only)
300 | Gas Turbine/Jet Engine (Simple Cycle Operation) | External | Economic |  | 9182 | Economic (for internal use at plants only)
400 | Internal Combustion/Reciprocating Engines | External | Economic |  | 9182 | Economic (for internal use at plants only)
500 | Pumped Storage/Hydro | External | Economic |  | 9182 | Economic (for internal use at plants only)
650 | Fluidized Bed | External | Economic |  | 9182 | Economic (for internal use at plants only)
800 | Miscellaneous | External | Economic |  | 9182 | Economic (for internal use at plants only)
810 | Multi-boiler/Multi-turbine | External | Economic |  | 9182 | Economic (for internal use at plants only)
830 | Geothermal | External | Economic |  | 9182 | Economic (for internal use at plants only)
850 | Combined Cycle Block | External | Economic |  | 9182 | Economic (for internal use at plants only)
851 | CC GT units | External | Economic |  | 9182 | Economic (for internal use at plants only)
852 | CC steam units | External | Economic |  | 9182 | Economic (for internal use at plants only)
860 | Co-generator Block | External | Economic |  | 9182 | Economic (for internal use at plants only)
861 | CoG GT units | External | Economic |  | 9182 | Economic (for internal use at plants only)
862 | CoG steam units | External | Economic |  | 9182 | Economic (for internal use at plants only)
100 | Fossil-Steam | External | Economic |  | 9183 | Economic (for internal use at plants only)
200 | Nuclear | External | Economic |  | 9183 | Economic (for internal use at plants only)
300 | Gas Turbine/Jet Engine (Simple Cycle Operation) | External | Economic |  | 9183 | Economic (for internal use at plants only)
400 | Internal Combustion/Reciprocating Engines | External | Economic |  | 9183 | Economic (for internal use at plants only)
500 | Pumped Storage/Hydro | External | Economic |  | 9183 | Economic (for internal use at plants only)
650 | Fluidized Bed | External | Economic |  | 9183 | Economic (for internal use at plants only)
800 | Miscellaneous | External | Economic |  | 9183 | Economic (for internal use at plants only)
810 | Multi-boiler/Multi-turbine | External | Economic |  | 9183 | Economic (for internal use at plants only)
830 | Geothermal | External | Economic |  | 9183 | Economic (for internal use at plants only)
850 | Combined Cycle Block | External | Economic |  | 9183 | Economic (for internal use at plants only)
851 | CC GT units | External | Economic |  | 9183 | Economic (for internal use at plants only)
852 | CC steam units | External | Economic |  | 9183 | Economic (for internal use at plants only)
860 | Co-generator Block | External | Economic |  | 9183 | Economic (for internal use at plants only)
861 | CoG GT units | External | Economic |  | 9183 | Economic (for internal use at plants only)
862 | CoG steam units | External | Economic |  | 9183 | Economic (for internal use at plants only)
100 | Fossil-Steam | External | Economic |  | 9184 | Economic (for internal use at plants only)
200 | Nuclear | External | Economic |  | 9184 | Economic (for internal use at plants only)
300 | Gas Turbine/Jet Engine (Simple Cycle Operation) | External | Economic |  | 9184 | Economic (for internal use at plants only)
400 | Internal Combustion/Reciprocating Engines | External | Economic |  | 9184 | Economic (for internal use at plants only)
500 | Pumped Storage/Hydro | External | Economic |  | 9184 | Economic (for internal use at plants only)
650 | Fluidized Bed | External | Economic |  | 9184 | Economic (for internal use at plants only)
800 | Miscellaneous | External | Economic |  | 9184 | Economic (for internal use at plants only)
810 | Multi-boiler/Multi-turbine | External | Economic |  | 9184 | Economic (for internal use at plants only)
830 | Geothermal | External | Economic |  | 9184 | Economic (for internal use at plants only)
850 | Combined Cycle Block | External | Economic |  | 9184 | Economic (for internal use at plants only)
851 | CC GT units | External | Economic |  | 9184 | Economic (for internal use at plants only)
852 | CC steam units | External | Economic |  | 9184 | Economic (for internal use at plants only)
860 | Co-generator Block | External | Economic |  | 9184 | Economic (for internal use at plants only)
861 | CoG GT units | External | Economic |  | 9184 | Economic (for internal use at plants only)
862 | CoG steam units | External | Economic |  | 9184 | Economic (for internal use at plants only)
100 | Fossil-Steam | External | Economic |  | 9185 | Economic (for internal use at plants only)
200 | Nuclear | External | Economic |  | 9185 | Economic (for internal use at plants only)
300 | Gas Turbine/Jet Engine (Simple Cycle Operation) | External | Economic |  | 9185 | Economic (for internal use at plants only)
400 | Internal Combustion/Reciprocating Engines | External | Economic |  | 9185 | Economic (for internal use at plants only)
500 | Pumped Storage/Hydro | External | Economic |  | 9185 | Economic (for internal use at plants only)
650 | Fluidized Bed | External | Economic |  | 9185 | Economic (for internal use at plants only)
800 | Miscellaneous | External | Economic |  | 9185 | Economic (for internal use at plants only)
810 | Multi-boiler/Multi-turbine | External | Economic |  | 9185 | Economic (for internal use at plants only)
830 | Geothermal | External | Economic |  | 9185 | Economic (for internal use at plants only)
850 | Combined Cycle Block | External | Economic |  | 9185 | Economic (for internal use at plants only)
851 | CC GT units | External | Economic |  | 9185 | Economic (for internal use at plants only)
852 | CC steam units | External | Economic |  | 9185 | Economic (for internal use at plants only)
860 | Co-generator Block | External | Economic |  | 9185 | Economic (for internal use at plants only)
861 | CoG GT units | External | Economic |  | 9185 | Economic (for internal use at plants only)
862 | CoG steam units | External | Economic |  | 9185 | Economic (for internal use at plants only)
100 | Fossil-Steam | External | Economic |  | 9186 | Economic (for internal use at plants only)
200 | Nuclear | External | Economic |  | 9186 | Economic (for internal use at plants only)
300 | Gas Turbine/Jet Engine (Simple Cycle Operation) | External | Economic |  | 9186 | Economic (for internal use at plants only)
400 | Internal Combustion/Reciprocating Engines | External | Economic |  | 9186 | Economic (for internal use at plants only)
500 | Pumped Storage/Hydro | External | Economic |  | 9186 | Economic (for internal use at plants only)
650 | Fluidized Bed | External | Economic |  | 9186 | Economic (for internal use at plants only)
800 | Miscellaneous | External | Economic |  | 9186 | Economic (for internal use at plants only)
810 | Multi-boiler/Multi-turbine | External | Economic |  | 9186 | Economic (for internal use at plants only)
830 | Geothermal | External | Economic |  | 9186 | Economic (for internal use at plants only)
850 | Combined Cycle Block | External | Economic |  | 9186 | Economic (for internal use at plants only)
851 | CC GT units | External | Economic |  | 9186 | Economic (for internal use at plants only)
852 | CC steam units | External | Economic |  | 9186 | Economic (for internal use at plants only)
860 | Co-generator Block | External | Economic |  | 9186 | Economic (for internal use at plants only)
861 | CoG GT units | External | Economic |  | 9186 | Economic (for internal use at plants only)
862 | CoG steam units | External | Economic |  | 9186 | Economic (for internal use at plants only)
100 | Fossil-Steam | External | Economic |  | 9187 | Economic (for internal use at plants only)
200 | Nuclear | External | Economic |  | 9187 | Economic (for internal use at plants only)
300 | Gas Turbine/Jet Engine (Simple Cycle Operation) | External | Economic |  | 9187 | Economic (for internal use at plants only)
400 | Internal Combustion/Reciprocating Engines | External | Economic |  | 9187 | Economic (for internal use at plants only)
500 | Pumped Storage/Hydro | External | Economic |  | 9187 | Economic (for internal use at plants only)
650 | Fluidized Bed | External | Economic |  | 9187 | Economic (for internal use at plants only)
800 | Miscellaneous | External | Economic |  | 9187 | Economic (for internal use at plants only)
810 | Multi-boiler/Multi-turbine | External | Economic |  | 9187 | Economic (for internal use at plants only)
830 | Geothermal | External | Economic |  | 9187 | Economic (for internal use at plants only)
850 | Combined Cycle Block | External | Economic |  | 9187 | Economic (for internal use at plants only)
851 | CC GT units | External | Economic |  | 9187 | Economic (for internal use at plants only)
852 | CC steam units | External | Economic |  | 9187 | Economic (for internal use at plants only)
860 | Co-generator Block | External | Economic |  | 9187 | Economic (for internal use at plants only)
861 | CoG GT units | External | Economic |  | 9187 | Economic (for internal use at plants only)
862 | CoG steam units | External | Economic |  | 9187 | Economic (for internal use at plants only)
100 | Fossil-Steam | External | Economic |  | 9188 | Economic (for internal use at plants only)
200 | Nuclear | External | Economic |  | 9188 | Economic (for internal use at plants only)
300 | Gas Turbine/Jet Engine (Simple Cycle Operation) | External | Economic |  | 9188 | Economic (for internal use at plants only)
400 | Internal Combustion/Reciprocating Engines | External | Economic |  | 9188 | Economic (for internal use at plants only)
500 | Pumped Storage/Hydro | External | Economic |  | 9188 | Economic (for internal use at plants only)
650 | Fluidized Bed | External | Economic |  | 9188 | Economic (for internal use at plants only)
800 | Miscellaneous | External | Economic |  | 9188 | Economic (for internal use at plants only)
810 | Multi-boiler/Multi-turbine | External | Economic |  | 9188 | Economic (for internal use at plants only)
830 | Geothermal | External | Economic |  | 9188 | Economic (for internal use at plants only)
850 | Combined Cycle Block | External | Economic |  | 9188 | Economic (for internal use at plants only)
851 | CC GT units | External | Economic |  | 9188 | Economic (for internal use at plants only)
852 | CC steam units | External | Economic |  | 9188 | Economic (for internal use at plants only)
860 | Co-generator Block | External | Economic |  | 9188 | Economic (for internal use at plants only)
861 | CoG GT units | External | Economic |  | 9188 | Economic (for internal use at plants only)
862 | CoG steam units | External | Economic |  | 9188 | Economic (for internal use at plants only)
100 | Fossil-Steam | External | Economic |  | 9189 | Economic (for internal use at plants only)
200 | Nuclear | External | Economic |  | 9189 | Economic (for internal use at plants only)
300 | Gas Turbine/Jet Engine (Simple Cycle Operation) | External | Economic |  | 9189 | Economic (for internal use at plants only)
400 | Internal Combustion/Reciprocating Engines | External | Economic |  | 9189 | Economic (for internal use at plants only)
500 | Pumped Storage/Hydro | External | Economic |  | 9189 | Economic (for internal use at plants only)
650 | Fluidized Bed | External | Economic |  | 9189 | Economic (for internal use at plants only)
800 | Miscellaneous | External | Economic |  | 9189 | Economic (for internal use at plants only)
810 | Multi-boiler/Multi-turbine | External | Economic |  | 9189 | Economic (for internal use at plants only)
830 | Geothermal | External | Economic |  | 9189 | Economic (for internal use at plants only)
850 | Combined Cycle Block | External | Economic |  | 9189 | Economic (for internal use at plants only)
851 | CC GT units | External | Economic |  | 9189 | Economic (for internal use at plants only)
852 | CC steam units | External | Economic |  | 9189 | Economic (for internal use at plants only)
860 | Co-generator Block | External | Economic |  | 9189 | Economic (for internal use at plants only)
861 | CoG GT units | External | Economic |  | 9189 | Economic (for internal use at plants only)
862 | CoG steam units | External | Economic |  | 9189 | Economic (for internal use at plants only)
100 | Fossil-Steam | External | Economic |  | 9190 | Economic (for internal use at plants only)
200 | Nuclear | External | Economic |  | 9190 | Economic (for internal use at plants only)
300 | Gas Turbine/Jet Engine (Simple Cycle Operation) | External | Economic |  | 9190 | Economic (for internal use at plants only)
400 | Internal Combustion/Reciprocating Engines | External | Economic |  | 9190 | Economic (for internal use at plants only)
500 | Pumped Storage/Hydro | External | Economic |  | 9190 | Economic (for internal use at plants only)
650 | Fluidized Bed | External | Economic |  | 9190 | Economic (for internal use at plants only)
800 | Miscellaneous | External | Economic |  | 9190 | Economic (for internal use at plants only)
810 | Multi-boiler/Multi-turbine | External | Economic |  | 9190 | Economic (for internal use at plants only)
830 | Geothermal | External | Economic |  | 9190 | Economic (for internal use at plants only)
850 | Combined Cycle Block | External | Economic |  | 9190 | Economic (for internal use at plants only)
851 | CC GT units | External | Economic |  | 9190 | Economic (for internal use at plants only)
852 | CC steam units | External | Economic |  | 9190 | Economic (for internal use at plants only)
860 | Co-generator Block | External | Economic |  | 9190 | Economic (for internal use at plants only)
861 | CoG GT units | External | Economic |  | 9190 | Economic (for internal use at plants only)
862 | CoG steam units | External | Economic |  | 9190 | Economic (for internal use at plants only)
100 | Fossil-Steam | External | Economic |  | 9191 | Economic (for internal use at plants only)
200 | Nuclear | External | Economic |  | 9191 | Economic (for internal use at plants only)
300 | Gas Turbine/Jet Engine (Simple Cycle Operation) | External | Economic |  | 9191 | Economic (for internal use at plants only)
400 | Internal Combustion/Reciprocating Engines | External | Economic |  | 9191 | Economic (for internal use at plants only)
500 | Pumped Storage/Hydro | External | Economic |  | 9191 | Economic (for internal use at plants only)
650 | Fluidized Bed | External | Economic |  | 9191 | Economic (for internal use at plants only)
800 | Miscellaneous | External | Economic |  | 9191 | Economic (for internal use at plants only)
810 | Multi-boiler/Multi-turbine | External | Economic |  | 9191 | Economic (for internal use at plants only)
830 | Geothermal | External | Economic |  | 9191 | Economic (for internal use at plants only)
850 | Combined Cycle Block | External | Economic |  | 9191 | Economic (for internal use at plants only)
851 | CC GT units | External | Economic |  | 9191 | Economic (for internal use at plants only)
852 | CC steam units | External | Economic |  | 9191 | Economic (for internal use at plants only)
860 | Co-generator Block | External | Economic |  | 9191 | Economic (for internal use at plants only)
861 | CoG GT units | External | Economic |  | 9191 | Economic (for internal use at plants only)
862 | CoG steam units | External | Economic |  | 9191 | Economic (for internal use at plants only)
100 | Fossil-Steam | External | Economic |  | 9192 | Economic (for internal use at plants only)
200 | Nuclear | External | Economic |  | 9192 | Economic (for internal use at plants only)
300 | Gas Turbine/Jet Engine (Simple Cycle Operation) | External | Economic |  | 9192 | Economic (for internal use at plants only)
400 | Internal Combustion/Reciprocating Engines | External | Economic |  | 9192 | Economic (for internal use at plants only)
500 | Pumped Storage/Hydro | External | Economic |  | 9192 | Economic (for internal use at plants only)
650 | Fluidized Bed | External | Economic |  | 9192 | Economic (for internal use at plants only)
800 | Miscellaneous | External | Economic |  | 9192 | Economic (for internal use at plants only)
810 | Multi-boiler/Multi-turbine | External | Economic |  | 9192 | Economic (for internal use at plants only)
830 | Geothermal | External | Economic |  | 9192 | Economic (for internal use at plants only)
850 | Combined Cycle Block | External | Economic |  | 9192 | Economic (for internal use at plants only)
851 | CC GT units | External | Economic |  | 9192 | Economic (for internal use at plants only)
852 | CC steam units | External | Economic |  | 9192 | Economic (for internal use at plants only)
860 | Co-generator Block | External | Economic |  | 9192 | Economic (for internal use at plants only)
861 | CoG GT units | External | Economic |  | 9192 | Economic (for internal use at plants only)
862 | CoG steam units | External | Economic |  | 9192 | Economic (for internal use at plants only)
100 | Fossil-Steam | External | Economic |  | 9193 | Economic (for internal use at plants only)
200 | Nuclear | External | Economic |  | 9193 | Economic (for internal use at plants only)
300 | Gas Turbine/Jet Engine (Simple Cycle Operation) | External | Economic |  | 9193 | Economic (for internal use at plants only)
400 | Internal Combustion/Reciprocating Engines | External | Economic |  | 9193 | Economic (for internal use at plants only)
500 | Pumped Storage/Hydro | External | Economic |  | 9193 | Economic (for internal use at plants only)
650 | Fluidized Bed | External | Economic |  | 9193 | Economic (for internal use at plants only)
800 | Miscellaneous | External | Economic |  | 9193 | Economic (for internal use at plants only)
810 | Multi-boiler/Multi-turbine | External | Economic |  | 9193 | Economic (for internal use at plants only)
830 | Geothermal | External | Economic |  | 9193 | Economic (for internal use at plants only)
850 | Combined Cycle Block | External | Economic |  | 9193 | Economic (for internal use at plants only)
851 | CC GT units | External | Economic |  | 9193 | Economic (for internal use at plants only)
852 | CC steam units | External | Economic |  | 9193 | Economic (for internal use at plants only)
860 | Co-generator Block | External | Economic |  | 9193 | Economic (for internal use at plants only)
861 | CoG GT units | External | Economic |  | 9193 | Economic (for internal use at plants only)
862 | CoG steam units | External | Economic |  | 9193 | Economic (for internal use at plants only)
100 | Fossil-Steam | External | Economic |  | 9194 | Economic (for internal use at plants only)
200 | Nuclear | External | Economic |  | 9194 | Economic (for internal use at plants only)
300 | Gas Turbine/Jet Engine (Simple Cycle Operation) | External | Economic |  | 9194 | Economic (for internal use at plants only)
400 | Internal Combustion/Reciprocating Engines | External | Economic |  | 9194 | Economic (for internal use at plants only)
500 | Pumped Storage/Hydro | External | Economic |  | 9194 | Economic (for internal use at plants only)
650 | Fluidized Bed | External | Economic |  | 9194 | Economic (for internal use at plants only)
800 | Miscellaneous | External | Economic |  | 9194 | Economic (for internal use at plants only)
810 | Multi-boiler/Multi-turbine | External | Economic |  | 9194 | Economic (for internal use at plants only)
830 | Geothermal | External | Economic |  | 9194 | Economic (for internal use at plants only)
850 | Combined Cycle Block | External | Economic |  | 9194 | Economic (for internal use at plants only)
851 | CC GT units | External | Economic |  | 9194 | Economic (for internal use at plants only)
852 | CC steam units | External | Economic |  | 9194 | Economic (for internal use at plants only)
860 | Co-generator Block | External | Economic |  | 9194 | Economic (for internal use at plants only)
861 | CoG GT units | External | Economic |  | 9194 | Economic (for internal use at plants only)
862 | CoG steam units | External | Economic |  | 9194 | Economic (for internal use at plants only)
100 | Fossil-Steam | External | Economic |  | 9195 | Economic (for internal use at plants only)
200 | Nuclear | External | Economic |  | 9195 | Economic (for internal use at plants only)
300 | Gas Turbine/Jet Engine (Simple Cycle Operation) | External | Economic |  | 9195 | Economic (for internal use at plants only)
400 | Internal Combustion/Reciprocating Engines | External | Economic |  | 9195 | Economic (for internal use at plants only)
500 | Pumped Storage/Hydro | External | Economic |  | 9195 | Economic (for internal use at plants only)
650 | Fluidized Bed | External | Economic |  | 9195 | Economic (for internal use at plants only)
800 | Miscellaneous | External | Economic |  | 9195 | Economic (for internal use at plants only)
810 | Multi-boiler/Multi-turbine | External | Economic |  | 9195 | Economic (for internal use at plants only)
830 | Geothermal | External | Economic |  | 9195 | Economic (for internal use at plants only)
850 | Combined Cycle Block | External | Economic |  | 9195 | Economic (for internal use at plants only)
851 | CC GT units | External | Economic |  | 9195 | Economic (for internal use at plants only)
852 | CC steam units | External | Economic |  | 9195 | Economic (for internal use at plants only)
860 | Co-generator Block | External | Economic |  | 9195 | Economic (for internal use at plants only)
861 | CoG GT units | External | Economic |  | 9195 | Economic (for internal use at plants only)
862 | CoG steam units | External | Economic |  | 9195 | Economic (for internal use at plants only)
100 | Fossil-Steam | External | Economic |  | 9196 | Economic (for internal use at plants only)
200 | Nuclear | External | Economic |  | 9196 | Economic (for internal use at plants only)
300 | Gas Turbine/Jet Engine (Simple Cycle Operation) | External | Economic |  | 9196 | Economic (for internal use at plants only)
400 | Internal Combustion/Reciprocating Engines | External | Economic |  | 9196 | Economic (for internal use at plants only)
500 | Pumped Storage/Hydro | External | Economic |  | 9196 | Economic (for internal use at plants only)
650 | Fluidized Bed | External | Economic |  | 9196 | Economic (for internal use at plants only)
800 | Miscellaneous | External | Economic |  | 9196 | Economic (for internal use at plants only)
810 | Multi-boiler/Multi-turbine | External | Economic |  | 9196 | Economic (for internal use at plants only)
830 | Geothermal | External | Economic |  | 9196 | Economic (for internal use at plants only)
850 | Combined Cycle Block | External | Economic |  | 9196 | Economic (for internal use at plants only)
851 | CC GT units | External | Economic |  | 9196 | Economic (for internal use at plants only)
852 | CC steam units | External | Economic |  | 9196 | Economic (for internal use at plants only)
860 | Co-generator Block | External | Economic |  | 9196 | Economic (for internal use at plants only)
861 | CoG GT units | External | Economic |  | 9196 | Economic (for internal use at plants only)
862 | CoG steam units | External | Economic |  | 9196 | Economic (for internal use at plants only)
100 | Fossil-Steam | External | Economic |  | 9197 | Economic (for internal use at plants only)
200 | Nuclear | External | Economic |  | 9197 | Economic (for internal use at plants only)
300 | Gas Turbine/Jet Engine (Simple Cycle Operation) | External | Economic |  | 9197 | Economic (for internal use at plants only)
400 | Internal Combustion/Reciprocating Engines | External | Economic |  | 9197 | Economic (for internal use at plants only)
500 | Pumped Storage/Hydro | External | Economic |  | 9197 | Economic (for internal use at plants only)
650 | Fluidized Bed | External | Economic |  | 9197 | Economic (for internal use at plants only)
800 | Miscellaneous | External | Economic |  | 9197 | Economic (for internal use at plants only)
810 | Multi-boiler/Multi-turbine | External | Economic |  | 9197 | Economic (for internal use at plants only)
830 | Geothermal | External | Economic |  | 9197 | Economic (for internal use at plants only)
850 | Combined Cycle Block | External | Economic |  | 9197 | Economic (for internal use at plants only)
851 | CC GT units | External | Economic |  | 9197 | Economic (for internal use at plants only)
852 | CC steam units | External | Economic |  | 9197 | Economic (for internal use at plants only)
860 | Co-generator Block | External | Economic |  | 9197 | Economic (for internal use at plants only)
861 | CoG GT units | External | Economic |  | 9197 | Economic (for internal use at plants only)
862 | CoG steam units | External | Economic |  | 9197 | Economic (for internal use at plants only)
100 | Fossil-Steam | External | Economic |  | 9198 | Economic (for internal use at plants only)
200 | Nuclear | External | Economic |  | 9198 | Economic (for internal use at plants only)
300 | Gas Turbine/Jet Engine (Simple Cycle Operation) | External | Economic |  | 9198 | Economic (for internal use at plants only)
400 | Internal Combustion/Reciprocating Engines | External | Economic |  | 9198 | Economic (for internal use at plants only)
500 | Pumped Storage/Hydro | External | Economic |  | 9198 | Economic (for internal use at plants only)
650 | Fluidized Bed | External | Economic |  | 9198 | Economic (for internal use at plants only)
800 | Miscellaneous | External | Economic |  | 9198 | Economic (for internal use at plants only)
810 | Multi-boiler/Multi-turbine | External | Economic |  | 9198 | Economic (for internal use at plants only)
830 | Geothermal | External | Economic |  | 9198 | Economic (for internal use at plants only)
850 | Combined Cycle Block | External | Economic |  | 9198 | Economic (for internal use at plants only)
851 | CC GT units | External | Economic |  | 9198 | Economic (for internal use at plants only)
852 | CC steam units | External | Economic |  | 9198 | Economic (for internal use at plants only)
860 | Co-generator Block | External | Economic |  | 9198 | Economic (for internal use at plants only)
861 | CoG GT units | External | Economic |  | 9198 | Economic (for internal use at plants only)
862 | CoG steam units | External | Economic |  | 9198 | Economic (for internal use at plants only)
100 | Fossil-Steam | External | Economic |  | 9199 | Economic (for internal use at plants only)
200 | Nuclear | External | Economic |  | 9199 | Economic (for internal use at plants only)
300 | Gas Turbine/Jet Engine (Simple Cycle Operation) | External | Economic |  | 9199 | Economic (for internal use at plants only)
400 | Internal Combustion/Reciprocating Engines | External | Economic |  | 9199 | Economic (for internal use at plants only)
500 | Pumped Storage/Hydro | External | Economic |  | 9199 | Economic (for internal use at plants only)
650 | Fluidized Bed | External | Economic |  | 9199 | Economic (for internal use at plants only)
800 | Miscellaneous | External | Economic |  | 9199 | Economic (for internal use at plants only)
810 | Multi-boiler/Multi-turbine | External | Economic |  | 9199 | Economic (for internal use at plants only)
830 | Geothermal | External | Economic |  | 9199 | Economic (for internal use at plants only)
850 | Combined Cycle Block | External | Economic |  | 9199 | Economic (for internal use at plants only)
851 | CC GT units | External | Economic |  | 9199 | Economic (for internal use at plants only)
852 | CC steam units | External | Economic |  | 9199 | Economic (for internal use at plants only)
860 | Co-generator Block | External | Economic |  | 9199 | Economic (for internal use at plants only)
861 | CoG GT units | External | Economic |  | 9199 | Economic (for internal use at plants only)
862 | CoG steam units | External | Economic |  | 9199 | Economic (for internal use at plants only)
100 | Fossil-Steam | External | Fuel Quality |  | 9200 | High ash content (OMC)
300 | Gas Turbine/Jet Engine (Simple Cycle Operation) | External | Fuel Quality |  | 9200 | High ash content (OMC)
400 | Internal Combustion/Reciprocating Engines | External | Fuel Quality |  | 9200 | High ash content (OMC)
650 | Fluidized Bed | External | Fuel Quality |  | 9200 | High ash content (OMC)
800 | Miscellaneous | External | Fuel Quality |  | 9200 | High ash content (OMC)
810 | Multi-boiler/Multi-turbine | External | Fuel Quality |  | 9200 | High ash content (OMC)
850 | Combined Cycle Block | External | Fuel Quality |  | 9200 | High ash content (OMC)
851 | CC GT units | External | Fuel Quality |  | 9200 | High ash content (OMC)
852 | CC steam units | External | Fuel Quality |  | 9200 | High ash content (OMC)
860 | Co-generator Block | External | Fuel Quality |  | 9200 | High ash content (OMC)
861 | CoG GT units | External | Fuel Quality |  | 9200 | High ash content (OMC)
862 | CoG steam units | External | Fuel Quality |  | 9200 | High ash content (OMC)
100 | Fossil-Steam | External | Fuel Quality |  | 9201 | High ash content (not OMC)
300 | Gas Turbine/Jet Engine (Simple Cycle Operation) | External | Fuel Quality |  | 9201 | High ash content (not OMC)
400 | Internal Combustion/Reciprocating Engines | External | Fuel Quality |  | 9201 | High ash content (not OMC)
650 | Fluidized Bed | External | Fuel Quality |  | 9201 | High ash content (not OMC)
810 | Multi-boiler/Multi-turbine | External | Fuel Quality |  | 9201 | High ash content (not OMC)
850 | Combined Cycle Block | External | Fuel Quality |  | 9201 | High ash content (not OMC)
851 | CC GT units | External | Fuel Quality |  | 9201 | High ash content (not OMC)
852 | CC steam units | External | Fuel Quality |  | 9201 | High ash content (not OMC)
860 | Co-generator Block | External | Fuel Quality |  | 9201 | High ash content (not OMC)
861 | CoG GT units | External | Fuel Quality |  | 9201 | High ash content (not OMC)
862 | CoG steam units | External | Fuel Quality |  | 9201 | High ash content (not OMC)
100 | Fossil-Steam | External | Fuel Quality |  | 9205 | Poor quality natural gas fuel, low heat content
300 | Gas Turbine/Jet Engine (Simple Cycle Operation) | External | Fuel Quality |  | 9205 | Poor quality natural gas fuel, low heat content
400 | Internal Combustion/Reciprocating Engines | External | Fuel Quality |  | 9205 | Poor quality natural gas fuel, low heat content
650 | Fluidized Bed | External | Fuel Quality |  | 9205 | Poor quality natural gas fuel, low heat content
800 | Miscellaneous | External | Fuel Quality |  | 9205 | Poor quality natural gas fuel, low heat content
810 | Multi-boiler/Multi-turbine | External | Fuel Quality |  | 9205 | Poor quality natural gas fuel, low heat content
850 | Combined Cycle Block | External | Fuel Quality |  | 9205 | Poor quality natural gas fuel, low heat content
851 | CC GT units | External | Fuel Quality |  | 9205 | Poor quality natural gas fuel, low heat content
852 | CC steam units | External | Fuel Quality |  | 9205 | Poor quality natural gas fuel, low heat content
860 | Co-generator Block | External | Fuel Quality |  | 9205 | Poor quality natural gas fuel, low heat content
861 | CoG GT units | External | Fuel Quality |  | 9205 | Poor quality natural gas fuel, low heat content
862 | CoG steam units | External | Fuel Quality |  | 9205 | Poor quality natural gas fuel, low heat content
100 | Fossil-Steam | External | Fuel Quality |  | 9210 | Low grindability (OMC)
650 | Fluidized Bed | External | Fuel Quality |  | 9210 | Low grindability (OMC)
800 | Miscellaneous | External | Fuel Quality |  | 9210 | Low grindability (OMC)
810 | Multi-boiler/Multi-turbine | External | Fuel Quality |  | 9210 | Low grindability (OMC)
100 | Fossil-Steam | External | Fuel Quality |  | 9211 | Low grindability (not OMC)
650 | Fluidized Bed | External | Fuel Quality |  | 9211 | Low grindability (not OMC)
810 | Multi-boiler/Multi-turbine | External | Fuel Quality |  | 9211 | Low grindability (not OMC)
100 | Fossil-Steam | External | Fuel Quality |  | 9220 | High sulfur content (OMC)
300 | Gas Turbine/Jet Engine (Simple Cycle Operation) | External | Fuel Quality |  | 9220 | High sulfur content (OMC)
400 | Internal Combustion/Reciprocating Engines | External | Fuel Quality |  | 9220 | High sulfur content (OMC)
650 | Fluidized Bed | External | Fuel Quality |  | 9220 | High sulfur content (OMC)
800 | Miscellaneous | External | Fuel Quality |  | 9220 | High sulfur content (OMC)
810 | Multi-boiler/Multi-turbine | External | Fuel Quality |  | 9220 | High sulfur content (OMC)
850 | Combined Cycle Block | External | Fuel Quality |  | 9220 | High sulfur content (OMC)
851 | CC GT units | External | Fuel Quality |  | 9220 | High sulfur content (OMC)
852 | CC steam units | External | Fuel Quality |  | 9220 | High sulfur content (OMC)
860 | Co-generator Block | External | Fuel Quality |  | 9220 | High sulfur content (OMC)
861 | CoG GT units | External | Fuel Quality |  | 9220 | High sulfur content (OMC)
862 | CoG steam units | External | Fuel Quality |  | 9220 | High sulfur content (OMC)
100 | Fossil-Steam | External | Fuel Quality |  | 9221 | High sulfur content (not OMC)
300 | Gas Turbine/Jet Engine (Simple Cycle Operation) | External | Fuel Quality |  | 9221 | High sulfur content (not OMC)
400 | Internal Combustion/Reciprocating Engines | External | Fuel Quality |  | 9221 | High sulfur content (not OMC)
650 | Fluidized Bed | External | Fuel Quality |  | 9221 | High sulfur content (not OMC)
810 | Multi-boiler/Multi-turbine | External | Fuel Quality |  | 9221 | High sulfur content (not OMC)
850 | Combined Cycle Block | External | Fuel Quality |  | 9221 | High sulfur content (not OMC)
851 | CC GT units | External | Fuel Quality |  | 9221 | High sulfur content (not OMC)
852 | CC steam units | External | Fuel Quality |  | 9221 | High sulfur content (not OMC)
860 | Co-generator Block | External | Fuel Quality |  | 9221 | High sulfur content (not OMC)
861 | CoG GT units | External | Fuel Quality |  | 9221 | High sulfur content (not OMC)
862 | CoG steam units | External | Fuel Quality |  | 9221 | High sulfur content (not OMC)
100 | Fossil-Steam | External | Fuel Quality |  | 9230 | High vanadium content (OMC)
300 | Gas Turbine/Jet Engine (Simple Cycle Operation) | External | Fuel Quality |  | 9230 | High vanadium content (OMC)
400 | Internal Combustion/Reciprocating Engines | External | Fuel Quality |  | 9230 | High vanadium content (OMC)
650 | Fluidized Bed | External | Fuel Quality |  | 9230 | High vanadium content (OMC)
800 | Miscellaneous | External | Fuel Quality |  | 9230 | High vanadium content (OMC)
810 | Multi-boiler/Multi-turbine | External | Fuel Quality |  | 9230 | High vanadium content (OMC)
850 | Combined Cycle Block | External | Fuel Quality |  | 9230 | High vanadium content (OMC)
851 | CC GT units | External | Fuel Quality |  | 9230 | High vanadium content (OMC)
852 | CC steam units | External | Fuel Quality |  | 9230 | High vanadium content (OMC)
860 | Co-generator Block | External | Fuel Quality |  | 9230 | High vanadium content (OMC)
861 | CoG GT units | External | Fuel Quality |  | 9230 | High vanadium content (OMC)
862 | CoG steam units | External | Fuel Quality |  | 9230 | High vanadium content (OMC)
100 | Fossil-Steam | External | Fuel Quality |  | 9231 | High vanadium content (not OMC)
300 | Gas Turbine/Jet Engine (Simple Cycle Operation) | External | Fuel Quality |  | 9231 | High vanadium content (not OMC)
400 | Internal Combustion/Reciprocating Engines | External | Fuel Quality |  | 9231 | High vanadium content (not OMC)
650 | Fluidized Bed | External | Fuel Quality |  | 9231 | High vanadium content (not OMC)
810 | Multi-boiler/Multi-turbine | External | Fuel Quality |  | 9231 | High vanadium content (not OMC)
850 | Combined Cycle Block | External | Fuel Quality |  | 9231 | High vanadium content (not OMC)
851 | CC GT units | External | Fuel Quality |  | 9231 | High vanadium content (not OMC)
852 | CC steam units | External | Fuel Quality |  | 9231 | High vanadium content (not OMC)
860 | Co-generator Block | External | Fuel Quality |  | 9231 | High vanadium content (not OMC)
861 | CoG GT units | External | Fuel Quality |  | 9231 | High vanadium content (not OMC)
862 | CoG steam units | External | Fuel Quality |  | 9231 | High vanadium content (not OMC)
100 | Fossil-Steam | External | Fuel Quality |  | 9240 | High sodium content (OMC)
300 | Gas Turbine/Jet Engine (Simple Cycle Operation) | External | Fuel Quality |  | 9240 | High sodium content (OMC)
400 | Internal Combustion/Reciprocating Engines | External | Fuel Quality |  | 9240 | High sodium content (OMC)
650 | Fluidized Bed | External | Fuel Quality |  | 9240 | High sodium content (OMC)
800 | Miscellaneous | External | Fuel Quality |  | 9240 | High sodium content (OMC)
810 | Multi-boiler/Multi-turbine | External | Fuel Quality |  | 9240 | High sodium content (OMC)
850 | Combined Cycle Block | External | Fuel Quality |  | 9240 | High sodium content (OMC)
851 | CC GT units | External | Fuel Quality |  | 9240 | High sodium content (OMC)
852 | CC steam units | External | Fuel Quality |  | 9240 | High sodium content (OMC)
860 | Co-generator Block | External | Fuel Quality |  | 9240 | High sodium content (OMC)
861 | CoG GT units | External | Fuel Quality |  | 9240 | High sodium content (OMC)
862 | CoG steam units | External | Fuel Quality |  | 9240 | High sodium content (OMC)
100 | Fossil-Steam | External | Fuel Quality |  | 9241 | High sodium content (not OMC)
300 | Gas Turbine/Jet Engine (Simple Cycle Operation) | External | Fuel Quality |  | 9241 | High sodium content (not OMC)
400 | Internal Combustion/Reciprocating Engines | External | Fuel Quality |  | 9241 | High sodium content (not OMC)
650 | Fluidized Bed | External | Fuel Quality |  | 9241 | High sodium content (not OMC)
810 | Multi-boiler/Multi-turbine | External | Fuel Quality |  | 9241 | High sodium content (not OMC)
850 | Combined Cycle Block | External | Fuel Quality |  | 9241 | High sodium content (not OMC)
851 | CC GT units | External | Fuel Quality |  | 9241 | High sodium content (not OMC)
852 | CC steam units | External | Fuel Quality |  | 9241 | High sodium content (not OMC)
860 | Co-generator Block | External | Fuel Quality |  | 9241 | High sodium content (not OMC)
861 | CoG GT units | External | Fuel Quality |  | 9241 | High sodium content (not OMC)
862 | CoG steam units | External | Fuel Quality |  | 9241 | High sodium content (not OMC)
100 | Fossil-Steam | External | Fuel Quality |  | 9250 | Low BTU coal (OMC)
650 | Fluidized Bed | External | Fuel Quality |  | 9250 | Low BTU coal (OMC)
800 | Miscellaneous | External | Fuel Quality |  | 9250 | Low BTU coal (OMC)
810 | Multi-boiler/Multi-turbine | External | Fuel Quality |  | 9250 | Low BTU coal (OMC)
100 | Fossil-Steam | External | Fuel Quality |  | 9251 | Low BTU coal (not OMC)
650 | Fluidized Bed | External | Fuel Quality |  | 9251 | Low BTU coal (not OMC)
800 | Miscellaneous | External | Fuel Quality |  | 9251 | Low BTU coal (not OMC)
810 | Multi-boiler/Multi-turbine | External | Fuel Quality |  | 9251 | Low BTU coal (not OMC)
100 | Fossil-Steam | External | Fuel Quality |  | 9260 | Low BTU oil (OMC)
300 | Gas Turbine/Jet Engine (Simple Cycle Operation) | External | Fuel Quality |  | 9260 | Low BTU oil (OMC)
400 | Internal Combustion/Reciprocating Engines | External | Fuel Quality |  | 9260 | Low BTU oil (OMC)
650 | Fluidized Bed | External | Fuel Quality |  | 9260 | Low BTU oil (OMC)
800 | Miscellaneous | External | Fuel Quality |  | 9260 | Low BTU oil (OMC)
810 | Multi-boiler/Multi-turbine | External | Fuel Quality |  | 9260 | Low BTU oil (OMC)
850 | Combined Cycle Block | External | Fuel Quality |  | 9260 | Low BTU oil (OMC)
851 | CC GT units | External | Fuel Quality |  | 9260 | Low BTU oil (OMC)
852 | CC steam units | External | Fuel Quality |  | 9260 | Low BTU oil (OMC)
860 | Co-generator Block | External | Fuel Quality |  | 9260 | Low BTU oil (OMC)
861 | CoG GT units | External | Fuel Quality |  | 9260 | Low BTU oil (OMC)
862 | CoG steam units | External | Fuel Quality |  | 9260 | Low BTU oil (OMC)
100 | Fossil-Steam | External | Fuel Quality |  | 9261 | Low BTU oil (not OMC)
300 | Gas Turbine/Jet Engine (Simple Cycle Operation) | External | Fuel Quality |  | 9261 | Low BTU oil (not OMC)
400 | Internal Combustion/Reciprocating Engines | External | Fuel Quality |  | 9261 | Low BTU oil (not OMC)
650 | Fluidized Bed | External | Fuel Quality |  | 9261 | Low BTU oil (not OMC)
810 | Multi-boiler/Multi-turbine | External | Fuel Quality |  | 9261 | Low BTU oil (not OMC)
850 | Combined Cycle Block | External | Fuel Quality |  | 9261 | Low BTU oil (not OMC)
851 | CC GT units | External | Fuel Quality |  | 9261 | Low BTU oil (not OMC)
852 | CC steam units | External | Fuel Quality |  | 9261 | Low BTU oil (not OMC)
860 | Co-generator Block | External | Fuel Quality |  | 9261 | Low BTU oil (not OMC)
861 | CoG GT units | External | Fuel Quality |  | 9261 | Low BTU oil (not OMC)
862 | CoG steam units | External | Fuel Quality |  | 9261 | Low BTU oil (not OMC)
100 | Fossil-Steam | External | Fuel Quality |  | 9270 | Wet coal (OMC)
650 | Fluidized Bed | External | Fuel Quality |  | 9270 | Wet coal (OMC)
800 | Miscellaneous | External | Fuel Quality |  | 9270 | Wet coal (OMC)
810 | Multi-boiler/Multi-turbine | External | Fuel Quality |  | 9270 | Wet coal (OMC)
100 | Fossil-Steam | External | Fuel Quality |  | 9271 | Wet coal (not OMC)
650 | Fluidized Bed | External | Fuel Quality |  | 9271 | Wet coal (not OMC)
800 | Miscellaneous | External | Fuel Quality |  | 9271 | Wet coal (not OMC)
810 | Multi-boiler/Multi-turbine | External | Fuel Quality |  | 9271 | Wet coal (not OMC)
650 | Fluidized Bed | External | Fuel Quality |  | 9272 | Wet Fuel (other than coal)
100 | Fossil-Steam | External | Fuel Quality |  | 9280 | Frozen coal (OMC)
650 | Fluidized Bed | External | Fuel Quality |  | 9280 | Frozen coal (OMC)
800 | Miscellaneous | External | Fuel Quality |  | 9280 | Frozen coal (OMC)
810 | Multi-boiler/Multi-turbine | External | Fuel Quality |  | 9280 | Frozen coal (OMC)
100 | Fossil-Steam | External | Fuel Quality |  | 9281 | Frozen coal (not OMC)
650 | Fluidized Bed | External | Fuel Quality |  | 9281 | Frozen coal (not OMC)
800 | Miscellaneous | External | Fuel Quality |  | 9281 | Frozen coal (not OMC)
810 | Multi-boiler/Multi-turbine | External | Fuel Quality |  | 9281 | Frozen coal (not OMC)
100 | Fossil-Steam | External | Fuel Quality |  | 9290 | Other fuel quality problems (OMC)
300 | Gas Turbine/Jet Engine (Simple Cycle Operation) | External | Fuel Quality |  | 9290 | Other fuel quality problems (OMC)
400 | Internal Combustion/Reciprocating Engines | External | Fuel Quality |  | 9290 | Other fuel quality problems (OMC)
650 | Fluidized Bed | External | Fuel Quality |  | 9290 | Other fuel quality problems (OMC)
800 | Miscellaneous | External | Fuel Quality |  | 9290 | Other fuel quality problems (OMC)
810 | Multi-boiler/Multi-turbine | External | Fuel Quality |  | 9290 | Other fuel quality problems (OMC)
850 | Combined Cycle Block | External | Fuel Quality |  | 9290 | Other fuel quality problems (OMC)
851 | CC GT units | External | Fuel Quality |  | 9290 | Other fuel quality problems (OMC)
852 | CC steam units | External | Fuel Quality |  | 9290 | Other fuel quality problems (OMC)
860 | Co-generator Block | External | Fuel Quality |  | 9290 | Other fuel quality problems (OMC)
861 | CoG GT units | External | Fuel Quality |  | 9290 | Other fuel quality problems (OMC)
862 | CoG steam units | External | Fuel Quality |  | 9290 | Other fuel quality problems (OMC)
100 | Fossil-Steam | External | Fuel Quality |  | 9291 | Other fuel quality problems (not OMC)
300 | Gas Turbine/Jet Engine (Simple Cycle Operation) | External | Fuel Quality |  | 9291 | Other fuel quality problems (not OMC)
400 | Internal Combustion/Reciprocating Engines | External | Fuel Quality |  | 9291 | Other fuel quality problems (not OMC)
650 | Fluidized Bed | External | Fuel Quality |  | 9291 | Other fuel quality problems (not OMC)
800 | Miscellaneous | External | Fuel Quality |  | 9291 | Other fuel quality problems (not OMC)
810 | Multi-boiler/Multi-turbine | External | Fuel Quality |  | 9291 | Other fuel quality problems (not OMC)
850 | Combined Cycle Block | External | Fuel Quality |  | 9291 | Other fuel quality problems (not OMC)
851 | CC GT units | External | Fuel Quality |  | 9291 | Other fuel quality problems (not OMC)
852 | CC steam units | External | Fuel Quality |  | 9291 | Other fuel quality problems (not OMC)
860 | Co-generator Block | External | Fuel Quality |  | 9291 | Other fuel quality problems (not OMC)
861 | CoG GT units | External | Fuel Quality |  | 9291 | Other fuel quality problems (not OMC)
862 | CoG steam units | External | Fuel Quality |  | 9291 | Other fuel quality problems (not OMC)
100 | Fossil-Steam | External | Miscellaneous (External) |  | 9300 | Transmission system problems other than catastrophes (do not include switchyard problems in this category; see codes 3600 to 3629, 3720 to 3730)
200 | Nuclear | External | Miscellaneous (External) |  | 9300 | Transmission system problems other than catastrophes (do not include switchyard problems in this category; see codes 3600 to 3629, 3720 to 3730)
300 | Gas Turbine/Jet Engine (Simple Cycle Operation) | External | Miscellaneous (External) |  | 9300 | Transmission system problems other than catastrophes (do not include switchyard problems in this category; see codes 3600 to 3629, 3720 to 3730)
400 | Internal Combustion/Reciprocating Engines | External | Miscellaneous (External) |  | 9300 | Transmission system problems other than catastrophes (do not include switchyard problems in this category; see codes 3600 to 3629, 3720 to 3730)
500 | Pumped Storage/Hydro | External | Miscellaneous (External) |  | 9300 | Transmission system problems other than catastrophes (do not include switchyard problems in this category; see codes 3600 to 3629, 3720 to 3730)
650 | Fluidized Bed | External | Miscellaneous (External) |  | 9300 | Transmission system problems other than catastrophes (do not include switchyard problems in this category; see codes 3600 to 3629, 3720 to 3730)
800 | Miscellaneous | External | Miscellaneous (External) |  | 9300 | Transmission system problems other than catastrophes (do not include switchyard problems in this category; see codes 3600 to 3629, 3720 to 3730)
810 | Multi-boiler/Multi-turbine | External | Miscellaneous (External) |  | 9300 | Transmission system problems other than catastrophes (do not include switchyard problems in this category; see codes 3600 to 3629, 3720 to 3730)
830 | Geothermal | External | Miscellaneous (External) |  | 9300 | Transmission system problems other than catastrophes (do not include switchyard problems in this category; see codes 3600 to 3629, 3720 to 3730)
850 | Combined Cycle Block | External | Miscellaneous (External) |  | 9300 | Transmission system problems other than catastrophes (do not include switchyard problems in this category; see codes 3600 to 3629, 3720 to 3730)
851 | CC GT units | External | Miscellaneous (External) |  | 9300 | Transmission system problems other than catastrophes (do not include switchyard problems in this category; see codes 3600 to 3629, 3720 to 3730)
852 | CC steam units | External | Miscellaneous (External) |  | 9300 | Transmission system problems other than catastrophes (do not include switchyard problems in this category; see codes 3600 to 3629, 3720 to 3730)
860 | Co-generator Block | External | Miscellaneous (External) |  | 9300 | Transmission system problems other than catastrophes (do not include switchyard problems in this category; see codes 3600 to 3629, 3720 to 3730)
861 | CoG GT units | External | Miscellaneous (External) |  | 9300 | Transmission system problems other than catastrophes (do not include switchyard problems in this category; see codes 3600 to 3629, 3720 to 3730)
862 | CoG steam units | External | Miscellaneous (External) |  | 9300 | Transmission system problems other than catastrophes (do not include switchyard problems in this category; see codes 3600 to 3629, 3720 to 3730)
100 | Fossil-Steam | External | Miscellaneous (External) |  | 9305 | Ash disposal problem
650 | Fluidized Bed | External | Miscellaneous (External) |  | 9305 | Ash disposal problem
800 | Miscellaneous | External | Miscellaneous (External) |  | 9305 | Ash disposal problem
810 | Multi-boiler/Multi-turbine | External | Miscellaneous (External) |  | 9305 | Ash disposal problem
830 | Geothermal | External | Miscellaneous (External) |  | 9305 | Ash disposal problem
100 | Fossil-Steam | External | Miscellaneous (External) |  | 9310 | Operator training
200 | Nuclear | External | Miscellaneous (External) |  | 9310 | Operator training
300 | Gas Turbine/Jet Engine (Simple Cycle Operation) | External | Miscellaneous (External) |  | 9310 | Operator training
400 | Internal Combustion/Reciprocating Engines | External | Miscellaneous (External) |  | 9310 | Operator training
500 | Pumped Storage/Hydro | External | Miscellaneous (External) |  | 9310 | Operator training
650 | Fluidized Bed | External | Miscellaneous (External) |  | 9310 | Operator training
800 | Miscellaneous | External | Miscellaneous (External) |  | 9310 | Operator training
810 | Multi-boiler/Multi-turbine | External | Miscellaneous (External) |  | 9310 | Operator training
830 | Geothermal | External | Miscellaneous (External) |  | 9310 | Operator training
850 | Combined Cycle Block | External | Miscellaneous (External) |  | 9310 | Operator training
851 | CC GT units | External | Miscellaneous (External) |  | 9310 | Operator training
852 | CC steam units | External | Miscellaneous (External) |  | 9310 | Operator training
860 | Co-generator Block | External | Miscellaneous (External) |  | 9310 | Operator training
861 | CoG GT units | External | Miscellaneous (External) |  | 9310 | Operator training
862 | CoG steam units | External | Miscellaneous (External) |  | 9310 | Operator training
100 | Fossil-Steam | External | Miscellaneous (External) |  | 9320 | Other miscellaneous external problems
200 | Nuclear | External | Miscellaneous (External) |  | 9320 | Other miscellaneous external problems
300 | Gas Turbine/Jet Engine (Simple Cycle Operation) | External | Miscellaneous (External) |  | 9320 | Other miscellaneous external problems
400 | Internal Combustion/Reciprocating Engines | External | Miscellaneous (External) |  | 9320 | Other miscellaneous external problems
500 | Pumped Storage/Hydro | External | Miscellaneous (External) |  | 9320 | Other miscellaneous external problems
650 | Fluidized Bed | External | Miscellaneous (External) |  | 9320 | Other miscellaneous external problems
800 | Miscellaneous | External | Miscellaneous (External) |  | 9320 | Other miscellaneous external problems
810 | Multi-boiler/Multi-turbine | External | Miscellaneous (External) |  | 9320 | Other miscellaneous external problems
830 | Geothermal | External | Miscellaneous (External) |  | 9320 | Other miscellaneous external problems
850 | Combined Cycle Block | External | Miscellaneous (External) |  | 9320 | Other miscellaneous external problems
851 | CC GT units | External | Miscellaneous (External) |  | 9320 | Other miscellaneous external problems
852 | CC steam units | External | Miscellaneous (External) |  | 9320 | Other miscellaneous external problems
860 | Co-generator Block | External | Miscellaneous (External) |  | 9320 | Other miscellaneous external problems
861 | CoG GT units | External | Miscellaneous (External) |  | 9320 | Other miscellaneous external problems
862 | CoG steam units | External | Miscellaneous (External) |  | 9320 | Other miscellaneous external problems
100 | Fossil-Steam | External | Miscellaneous (External) |  | 9340 | Synchronous Condenser Operation
300 | Gas Turbine/Jet Engine (Simple Cycle Operation) | External | Miscellaneous (External) |  | 9340 | Synchronous Condenser Operation
400 | Internal Combustion/Reciprocating Engines | External | Miscellaneous (External) |  | 9340 | Synchronous Condenser Operation
500 | Pumped Storage/Hydro | External | Miscellaneous (External) |  | 9340 | Synchronous Condenser Operation
650 | Fluidized Bed | External | Miscellaneous (External) |  | 9340 | Synchronous Condenser Operation
800 | Miscellaneous | External | Miscellaneous (External) |  | 9340 | Synchronous Condenser Operation
810 | Multi-boiler/Multi-turbine | External | Miscellaneous (External) |  | 9340 | Synchronous Condenser Operation
830 | Geothermal | External | Miscellaneous (External) |  | 9340 | Synchronous Condenser Operation
850 | Combined Cycle Block | External | Miscellaneous (External) |  | 9340 | Synchronous Condenser Operation
851 | CC GT units | External | Miscellaneous (External) |  | 9340 | Synchronous Condenser Operation
852 | CC steam units | External | Miscellaneous (External) |  | 9340 | Synchronous Condenser Operation
860 | Co-generator Block | External | Miscellaneous (External) |  | 9340 | Synchronous Condenser Operation
861 | CoG GT units | External | Miscellaneous (External) |  | 9340 | Synchronous Condenser Operation
862 | CoG steam units | External | Miscellaneous (External) |  | 9340 | Synchronous Condenser Operation
500 | Pumped Storage/Hydro | External | Miscellaneous (External) |  | 9345 | Pumping Operations
500 | Pumped Storage/Hydro | External | Miscellaneous (External) |  | 9350 | Public Safety (water hazard or river rescue)
200 | Nuclear | Regulatory, Safety, Environmental | Regulatory |  | 9500 | Regulatory (nuclear) proceedings and hearings - regulatory agency initiated
200 | Nuclear | Regulatory, Safety, Environmental | Regulatory |  | 9502 | Regulatory (nuclear) proceedings and hearings - intervenor initiated
100 | Fossil-Steam | Regulatory, Safety, Environmental | Regulatory |  | 9504 | Regulatory (environmental) proceedings and hearings - regulatory agency initiated
200 | Nuclear | Regulatory, Safety, Environmental | Regulatory |  | 9504 | Regulatory (environmental) proceedings and hearings - regulatory agency initiated
300 | Gas Turbine/Jet Engine (Simple Cycle Operation) | Regulatory, Safety, Environmental | Regulatory |  | 9504 | Regulatory (environmental) proceedings and hearings - regulatory agency initiated
400 | Internal Combustion/Reciprocating Engines | Regulatory, Safety, Environmental | Regulatory |  | 9504 | Regulatory (environmental) proceedings and hearings - regulatory agency initiated
500 | Pumped Storage/Hydro | Regulatory, Safety, Environmental | Regulatory |  | 9504 | Regulatory (environmental) proceedings and hearings - regulatory agency initiated
650 | Fluidized Bed | Regulatory, Safety, Environmental | Regulatory |  | 9504 | Regulatory (environmental) proceedings and hearings - regulatory agency initiated
800 | Miscellaneous | Regulatory, Safety, Environmental | Regulatory |  | 9504 | Regulatory (environmental) proceedings and hearings - regulatory agency initiated
810 | Multi-boiler/Multi-turbine | Regulatory, Safety, Environmental | Regulatory |  | 9504 | Regulatory (environmental) proceedings and hearings - regulatory agency initiated
830 | Geothermal | Regulatory, Safety, Environmental | Regulatory |  | 9504 | Regulatory (environmental) proceedings and hearings - regulatory agency initiated
850 | Combined Cycle Block | Regulatory, Safety, Environmental | Regulatory |  | 9504 | Regulatory (environmental) proceedings and hearings - regulatory agency initiated
851 | CC GT units | Regulatory, Safety, Environmental | Regulatory |  | 9504 | Regulatory (environmental) proceedings and hearings - regulatory agency initiated
852 | CC steam units | Regulatory, Safety, Environmental | Regulatory |  | 9504 | Regulatory (environmental) proceedings and hearings - regulatory agency initiated
860 | Co-generator Block | Regulatory, Safety, Environmental | Regulatory |  | 9504 | Regulatory (environmental) proceedings and hearings - regulatory agency initiated
861 | CoG GT units | Regulatory, Safety, Environmental | Regulatory |  | 9504 | Regulatory (environmental) proceedings and hearings - regulatory agency initiated
862 | CoG steam units | Regulatory, Safety, Environmental | Regulatory |  | 9504 | Regulatory (environmental) proceedings and hearings - regulatory agency initiated
100 | Fossil-Steam | Regulatory, Safety, Environmental | Regulatory |  | 9506 | Regulatory (environmental) proceedings and hearings - intervenor initiated
200 | Nuclear | Regulatory, Safety, Environmental | Regulatory |  | 9506 | Regulatory (environmental) proceedings and hearings - intervenor initiated
300 | Gas Turbine/Jet Engine (Simple Cycle Operation) | Regulatory, Safety, Environmental | Regulatory |  | 9506 | Regulatory (environmental) proceedings and hearings - intervenor initiated
400 | Internal Combustion/Reciprocating Engines | Regulatory, Safety, Environmental | Regulatory |  | 9506 | Regulatory (environmental) proceedings and hearings - intervenor initiated
500 | Pumped Storage/Hydro | Regulatory, Safety, Environmental | Regulatory |  | 9506 | Regulatory (environmental) proceedings and hearings - intervenor initiated
650 | Fluidized Bed | Regulatory, Safety, Environmental | Regulatory |  | 9506 | Regulatory (environmental) proceedings and hearings - intervenor initiated
800 | Miscellaneous | Regulatory, Safety, Environmental | Regulatory |  | 9506 | Regulatory (environmental) proceedings and hearings - intervenor initiated
810 | Multi-boiler/Multi-turbine | Regulatory, Safety, Environmental | Regulatory |  | 9506 | Regulatory (environmental) proceedings and hearings - intervenor initiated
830 | Geothermal | Regulatory, Safety, Environmental | Regulatory |  | 9506 | Regulatory (environmental) proceedings and hearings - intervenor initiated
850 | Combined Cycle Block | Regulatory, Safety, Environmental | Regulatory |  | 9506 | Regulatory (environmental) proceedings and hearings - intervenor initiated
851 | CC GT units | Regulatory, Safety, Environmental | Regulatory |  | 9506 | Regulatory (environmental) proceedings and hearings - intervenor initiated
852 | CC steam units | Regulatory, Safety, Environmental | Regulatory |  | 9506 | Regulatory (environmental) proceedings and hearings - intervenor initiated
860 | Co-generator Block | Regulatory, Safety, Environmental | Regulatory |  | 9506 | Regulatory (environmental) proceedings and hearings - intervenor initiated
861 | CoG GT units | Regulatory, Safety, Environmental | Regulatory |  | 9506 | Regulatory (environmental) proceedings and hearings - intervenor initiated
862 | CoG steam units | Regulatory, Safety, Environmental | Regulatory |  | 9506 | Regulatory (environmental) proceedings and hearings - intervenor initiated
100 | Fossil-Steam | Regulatory, Safety, Environmental | Regulatory |  | 9510 | Plant modifications strictly for compliance with new or changed regulatory requirements (scrubbers, cooling towers, etc.)
200 | Nuclear | Regulatory, Safety, Environmental | Regulatory |  | 9510 | Plant modifications strictly for compliance with new or changed regulatory requirements (scrubbers, cooling towers, etc.)
300 | Gas Turbine/Jet Engine (Simple Cycle Operation) | Regulatory, Safety, Environmental | Regulatory |  | 9510 | Plant modifications strictly for compliance with new or changed regulatory requirements (scrubbers, cooling towers, etc.)
400 | Internal Combustion/Reciprocating Engines | Regulatory, Safety, Environmental | Regulatory |  | 9510 | Plant modifications strictly for compliance with new or changed regulatory requirements (scrubbers, cooling towers, etc.)
500 | Pumped Storage/Hydro | Regulatory, Safety, Environmental | Regulatory |  | 9510 | Plant modifications strictly for compliance with new or changed regulatory requirements (scrubbers, cooling towers, etc.)
650 | Fluidized Bed | Regulatory, Safety, Environmental | Regulatory |  | 9510 | Plant modifications strictly for compliance with new or changed regulatory requirements (scrubbers, cooling towers, etc.)
800 | Miscellaneous | Regulatory, Safety, Environmental | Regulatory |  | 9510 | Plant modifications strictly for compliance with new or changed regulatory requirements (scrubbers, cooling towers, etc.)
810 | Multi-boiler/Multi-turbine | Regulatory, Safety, Environmental | Regulatory |  | 9510 | Plant modifications strictly for compliance with new or changed regulatory requirements (scrubbers, cooling towers, etc.)
830 | Geothermal | Regulatory, Safety, Environmental | Regulatory |  | 9510 | Plant modifications strictly for compliance with new or changed regulatory requirements (scrubbers, cooling towers, etc.)
850 | Combined Cycle Block | Regulatory, Safety, Environmental | Regulatory |  | 9510 | Plant modifications strictly for compliance with new or changed regulatory requirements (scrubbers, cooling towers, etc.)
851 | CC GT units | Regulatory, Safety, Environmental | Regulatory |  | 9510 | Plant modifications strictly for compliance with new or changed regulatory requirements (scrubbers, cooling towers, etc.)
852 | CC steam units | Regulatory, Safety, Environmental | Regulatory |  | 9510 | Plant modifications strictly for compliance with new or changed regulatory requirements (scrubbers, cooling towers, etc.)
860 | Co-generator Block | Regulatory, Safety, Environmental | Regulatory |  | 9510 | Plant modifications strictly for compliance with new or changed regulatory requirements (scrubbers, cooling towers, etc.)
861 | CoG GT units | Regulatory, Safety, Environmental | Regulatory |  | 9510 | Plant modifications strictly for compliance with new or changed regulatory requirements (scrubbers, cooling towers, etc.)
862 | CoG steam units | Regulatory, Safety, Environmental | Regulatory |  | 9510 | Plant modifications strictly for compliance with new or changed regulatory requirements (scrubbers, cooling towers, etc.)
100 | Fossil-Steam | Regulatory, Safety, Environmental | Regulatory |  | 9520 | Oil spill in Gulf of Mexico (OMC)
200 | Nuclear | Regulatory, Safety, Environmental | Regulatory |  | 9520 | Oil spill in Gulf of Mexico (OMC)
300 | Gas Turbine/Jet Engine (Simple Cycle Operation) | Regulatory, Safety, Environmental | Regulatory |  | 9520 | Oil spill in Gulf of Mexico (OMC)
400 | Internal Combustion/Reciprocating Engines | Regulatory, Safety, Environmental | Regulatory |  | 9520 | Oil spill in Gulf of Mexico (OMC)
500 | Pumped Storage/Hydro | Regulatory, Safety, Environmental | Regulatory |  | 9520 | Oil spill in Gulf of Mexico (OMC)
650 | Fluidized Bed | Regulatory, Safety, Environmental | Regulatory |  | 9520 | Oil spill in Gulf of Mexico (OMC)
800 | Miscellaneous | Regulatory, Safety, Environmental | Regulatory |  | 9520 | Oil spill in Gulf of Mexico (OMC)
810 | Multi-boiler/Multi-turbine | Regulatory, Safety, Environmental | Regulatory |  | 9520 | Oil spill in Gulf of Mexico (OMC)
830 | Geothermal | Regulatory, Safety, Environmental | Regulatory |  | 9520 | Oil spill in Gulf of Mexico (OMC)
850 | Combined Cycle Block | Regulatory, Safety, Environmental | Regulatory |  | 9520 | Oil spill in Gulf of Mexico (OMC)
851 | CC GT units | Regulatory, Safety, Environmental | Regulatory |  | 9520 | Oil spill in Gulf of Mexico (OMC)
852 | CC steam units | Regulatory, Safety, Environmental | Regulatory |  | 9520 | Oil spill in Gulf of Mexico (OMC)
860 | Co-generator Block | Regulatory, Safety, Environmental | Regulatory |  | 9520 | Oil spill in Gulf of Mexico (OMC)
861 | CoG GT units | Regulatory, Safety, Environmental | Regulatory |  | 9520 | Oil spill in Gulf of Mexico (OMC)
862 | CoG steam units | Regulatory, Safety, Environmental | Regulatory |  | 9520 | Oil spill in Gulf of Mexico (OMC)
100 | Fossil-Steam | Regulatory, Safety, Environmental | Regulatory |  | 9590 | Miscellaneous regulatory (this code is primarily intended for use with event contribution code 2 to indicate that a regulatory-related factor contributed to the primary cause of the event)
200 | Nuclear | Regulatory, Safety, Environmental | Regulatory |  | 9590 | Miscellaneous regulatory (this code is primarily intended for use with event contribution code 2 to indicate that a regulatory-related factor contributed to the primary cause of the event)
300 | Gas Turbine/Jet Engine (Simple Cycle Operation) | Regulatory, Safety, Environmental | Regulatory |  | 9590 | Miscellaneous regulatory (this code is primarily intended for use with event contribution code 2 to indicate that a regulatory-related factor contributed to the primary cause of the event)
400 | Internal Combustion/Reciprocating Engines | Regulatory, Safety, Environmental | Regulatory |  | 9590 | Miscellaneous regulatory (this code is primarily intended for use with event contribution code 2 to indicate that a regulatory-related factor contributed to the primary cause of the event)
500 | Pumped Storage/Hydro | Regulatory, Safety, Environmental | Regulatory |  | 9590 | Miscellaneous regulatory (this code is primarily intended for use with event contribution code 2 to indicate that a regulatory-related factor contributed to the primary cause of the event)
650 | Fluidized Bed | Regulatory, Safety, Environmental | Regulatory |  | 9590 | Miscellaneous regulatory (this code is primarily intended for use with event contribution code 2 to indicate that a regulatory-related factor contributed to the primary cause of the event)
800 | Miscellaneous | Regulatory, Safety, Environmental | Regulatory |  | 9590 | Miscellaneous regulatory (this code is primarily intended for use with event contribution code 2 to indicate that a regulatory-related factor contributed to the primary cause of the event)
810 | Multi-boiler/Multi-turbine | Regulatory, Safety, Environmental | Regulatory |  | 9590 | Miscellaneous regulatory (this code is primarily intended for use with event contribution code 2 to indicate that a regulatory-related factor contributed to the primary cause of the event)
830 | Geothermal | Regulatory, Safety, Environmental | Regulatory |  | 9590 | Miscellaneous regulatory (this code is primarily intended for use with event contribution code 2 to indicate that a regulatory-related factor contributed to the primary cause of the event)
850 | Combined Cycle Block | Regulatory, Safety, Environmental | Regulatory |  | 9590 | Miscellaneous regulatory (this code is primarily intended for use with event contribution code 2 to indicate that a regulatory-related factor contributed to the primary cause of the event)
851 | CC GT units | Regulatory, Safety, Environmental | Regulatory |  | 9590 | Miscellaneous regulatory (this code is primarily intended for use with event contribution code 2 to indicate that a regulatory-related factor contributed to the primary cause of the event)
852 | CC steam units | Regulatory, Safety, Environmental | Regulatory |  | 9590 | Miscellaneous regulatory (this code is primarily intended for use with event contribution code 2 to indicate that a regulatory-related factor contributed to the primary cause of the event)
860 | Co-generator Block | Regulatory, Safety, Environmental | Regulatory |  | 9590 | Miscellaneous regulatory (this code is primarily intended for use with event contribution code 2 to indicate that a regulatory-related factor contributed to the primary cause of the event)
861 | CoG GT units | Regulatory, Safety, Environmental | Regulatory |  | 9590 | Miscellaneous regulatory (this code is primarily intended for use with event contribution code 2 to indicate that a regulatory-related factor contributed to the primary cause of the event)
862 | CoG steam units | Regulatory, Safety, Environmental | Regulatory |  | 9590 | Miscellaneous regulatory (this code is primarily intended for use with event contribution code 2 to indicate that a regulatory-related factor contributed to the primary cause of the event)
100 | Fossil-Steam | Regulatory, Safety, Environmental | Stack Emission |  | 9600 | SO2 stack emissions - fossil
650 | Fluidized Bed | Regulatory, Safety, Environmental | Stack Emission |  | 9600 | SO2 stack emissions - fossil
800 | Miscellaneous | Regulatory, Safety, Environmental | Stack Emission |  | 9600 | SO2 stack emissions - fossil
810 | Multi-boiler/Multi-turbine | Regulatory, Safety, Environmental | Stack Emission |  | 9600 | SO2 stack emissions - fossil
850 | Combined Cycle Block | Regulatory, Safety, Environmental | Stack Emission |  | 9600 | SO2 stack emissions - fossil
851 | CC GT units | Regulatory, Safety, Environmental | Stack Emission |  | 9600 | SO2 stack emissions - fossil
852 | CC steam units | Regulatory, Safety, Environmental | Stack Emission |  | 9600 | SO2 stack emissions - fossil
860 | Co-generator Block | Regulatory, Safety, Environmental | Stack Emission |  | 9600 | SO2 stack emissions - fossil
861 | CoG GT units | Regulatory, Safety, Environmental | Stack Emission |  | 9600 | SO2 stack emissions - fossil
862 | CoG steam units | Regulatory, Safety, Environmental | Stack Emission |  | 9600 | SO2 stack emissions - fossil
300 | Gas Turbine/Jet Engine (Simple Cycle Operation) | Regulatory, Safety, Environmental | Stack Emission |  | 9603 | SO2 stack emissions - gas turbines
800 | Miscellaneous | Regulatory, Safety, Environmental | Stack Emission |  | 9603 | SO2 stack emissions - gas turbines
810 | Multi-boiler/Multi-turbine | Regulatory, Safety, Environmental | Stack Emission |  | 9603 | SO2 stack emissions - gas turbines
850 | Combined Cycle Block | Regulatory, Safety, Environmental | Stack Emission |  | 9603 | SO2 stack emissions - gas turbines
851 | CC GT units | Regulatory, Safety, Environmental | Stack Emission |  | 9603 | SO2 stack emissions - gas turbines
852 | CC steam units | Regulatory, Safety, Environmental | Stack Emission |  | 9603 | SO2 stack emissions - gas turbines
860 | Co-generator Block | Regulatory, Safety, Environmental | Stack Emission |  | 9603 | SO2 stack emissions - gas turbines
861 | CoG GT units | Regulatory, Safety, Environmental | Stack Emission |  | 9603 | SO2 stack emissions - gas turbines
862 | CoG steam units | Regulatory, Safety, Environmental | Stack Emission |  | 9603 | SO2 stack emissions - gas turbines
300 | Gas Turbine/Jet Engine (Simple Cycle Operation) | Regulatory, Safety, Environmental | Stack Emission |  | 9604 | SO2 stack emissions - jet engines
800 | Miscellaneous | Regulatory, Safety, Environmental | Stack Emission |  | 9604 | SO2 stack emissions - jet engines
810 | Multi-boiler/Multi-turbine | Regulatory, Safety, Environmental | Stack Emission |  | 9604 | SO2 stack emissions - jet engines
850 | Combined Cycle Block | Regulatory, Safety, Environmental | Stack Emission |  | 9604 | SO2 stack emissions - jet engines
851 | CC GT units | Regulatory, Safety, Environmental | Stack Emission |  | 9604 | SO2 stack emissions - jet engines
852 | CC steam units | Regulatory, Safety, Environmental | Stack Emission |  | 9604 | SO2 stack emissions - jet engines
860 | Co-generator Block | Regulatory, Safety, Environmental | Stack Emission |  | 9604 | SO2 stack emissions - jet engines
861 | CoG GT units | Regulatory, Safety, Environmental | Stack Emission |  | 9604 | SO2 stack emissions - jet engines
862 | CoG steam units | Regulatory, Safety, Environmental | Stack Emission |  | 9604 | SO2 stack emissions - jet engines
400 | Internal Combustion/Reciprocating Engines | Regulatory, Safety, Environmental | Stack Emission |  | 9605 | SO2 stack emissions (Internal Combustion/Reciprocating Engines)
800 | Miscellaneous | Regulatory, Safety, Environmental | Stack Emission |  | 9605 | SO2 stack emissions (Internal Combustion/Reciprocating Engines)
810 | Multi-boiler/Multi-turbine | Regulatory, Safety, Environmental | Stack Emission |  | 9605 | SO2 stack emissions (Internal Combustion/Reciprocating Engines)
100 | Fossil-Steam | Regulatory, Safety, Environmental | Stack Emission |  | 9610 | NOx stack emissions - fossil
650 | Fluidized Bed | Regulatory, Safety, Environmental | Stack Emission |  | 9610 | NOx stack emissions - fossil
800 | Miscellaneous | Regulatory, Safety, Environmental | Stack Emission |  | 9610 | NOx stack emissions - fossil
810 | Multi-boiler/Multi-turbine | Regulatory, Safety, Environmental | Stack Emission |  | 9610 | NOx stack emissions - fossil
850 | Combined Cycle Block | Regulatory, Safety, Environmental | Stack Emission |  | 9610 | NOx stack emissions - fossil
851 | CC GT units | Regulatory, Safety, Environmental | Stack Emission |  | 9610 | NOx stack emissions - fossil
852 | CC steam units | Regulatory, Safety, Environmental | Stack Emission |  | 9610 | NOx stack emissions - fossil
860 | Co-generator Block | Regulatory, Safety, Environmental | Stack Emission |  | 9610 | NOx stack emissions - fossil
861 | CoG GT units | Regulatory, Safety, Environmental | Stack Emission |  | 9610 | NOx stack emissions - fossil
862 | CoG steam units | Regulatory, Safety, Environmental | Stack Emission |  | 9610 | NOx stack emissions - fossil
300 | Gas Turbine/Jet Engine (Simple Cycle Operation) | Regulatory, Safety, Environmental | Stack Emission |  | 9613 | NOx stack emissions - gas turbines
800 | Miscellaneous | Regulatory, Safety, Environmental | Stack Emission |  | 9613 | NOx stack emissions - gas turbines
810 | Multi-boiler/Multi-turbine | Regulatory, Safety, Environmental | Stack Emission |  | 9613 | NOx stack emissions - gas turbines
850 | Combined Cycle Block | Regulatory, Safety, Environmental | Stack Emission |  | 9613 | NOx stack emissions - gas turbines
851 | CC GT units | Regulatory, Safety, Environmental | Stack Emission |  | 9613 | NOx stack emissions - gas turbines
852 | CC steam units | Regulatory, Safety, Environmental | Stack Emission |  | 9613 | NOx stack emissions - gas turbines
860 | Co-generator Block | Regulatory, Safety, Environmental | Stack Emission |  | 9613 | NOx stack emissions - gas turbines
861 | CoG GT units | Regulatory, Safety, Environmental | Stack Emission |  | 9613 | NOx stack emissions - gas turbines
862 | CoG steam units | Regulatory, Safety, Environmental | Stack Emission |  | 9613 | NOx stack emissions - gas turbines
300 | Gas Turbine/Jet Engine (Simple Cycle Operation) | Regulatory, Safety, Environmental | Stack Emission |  | 9614 | NOx stack emissions - jet engines
800 | Miscellaneous | Regulatory, Safety, Environmental | Stack Emission |  | 9614 | NOx stack emissions - jet engines
810 | Multi-boiler/Multi-turbine | Regulatory, Safety, Environmental | Stack Emission |  | 9614 | NOx stack emissions - jet engines
850 | Combined Cycle Block | Regulatory, Safety, Environmental | Stack Emission |  | 9614 | NOx stack emissions - jet engines
851 | CC GT units | Regulatory, Safety, Environmental | Stack Emission |  | 9614 | NOx stack emissions - jet engines
852 | CC steam units | Regulatory, Safety, Environmental | Stack Emission |  | 9614 | NOx stack emissions - jet engines
860 | Co-generator Block | Regulatory, Safety, Environmental | Stack Emission |  | 9614 | NOx stack emissions - jet engines
861 | CoG GT units | Regulatory, Safety, Environmental | Stack Emission |  | 9614 | NOx stack emissions - jet engines
862 | CoG steam units | Regulatory, Safety, Environmental | Stack Emission |  | 9614 | NOx stack emissions - jet engines
400 | Internal Combustion/Reciprocating Engines | Regulatory, Safety, Environmental | Stack Emission |  | 9615 | NOx stack emissions (Internal Combustion/Reciprocating Engines)
800 | Miscellaneous | Regulatory, Safety, Environmental | Stack Emission |  | 9615 | NOx stack emissions (Internal Combustion/Reciprocating Engines)
810 | Multi-boiler/Multi-turbine | Regulatory, Safety, Environmental | Stack Emission |  | 9615 | NOx stack emissions (Internal Combustion/Reciprocating Engines)
100 | Fossil-Steam | Regulatory, Safety, Environmental | Stack Emission |  | 9616 | CO stack emissions - fossil
300 | Gas Turbine/Jet Engine (Simple Cycle Operation) | Regulatory, Safety, Environmental | Stack Emission |  | 9616 | CO stack emissions - fossil
400 | Internal Combustion/Reciprocating Engines | Regulatory, Safety, Environmental | Stack Emission |  | 9616 | CO stack emissions - fossil
650 | Fluidized Bed | Regulatory, Safety, Environmental | Stack Emission |  | 9616 | CO stack emissions - fossil
800 | Miscellaneous | Regulatory, Safety, Environmental | Stack Emission |  | 9616 | CO stack emissions - fossil
810 | Multi-boiler/Multi-turbine | Regulatory, Safety, Environmental | Stack Emission |  | 9616 | CO stack emissions - fossil
850 | Combined Cycle Block | Regulatory, Safety, Environmental | Stack Emission |  | 9616 | CO stack emissions - fossil
851 | CC GT units | Regulatory, Safety, Environmental | Stack Emission |  | 9616 | CO stack emissions - fossil
852 | CC steam units | Regulatory, Safety, Environmental | Stack Emission |  | 9616 | CO stack emissions - fossil
860 | Co-generator Block | Regulatory, Safety, Environmental | Stack Emission |  | 9616 | CO stack emissions - fossil
861 | CoG GT units | Regulatory, Safety, Environmental | Stack Emission |  | 9616 | CO stack emissions - fossil
862 | CoG steam units | Regulatory, Safety, Environmental | Stack Emission |  | 9616 | CO stack emissions - fossil
100 | Fossil-Steam | Regulatory, Safety, Environmental | Stack Emission |  | 9620 | Particulate stack emissions - fossil
650 | Fluidized Bed | Regulatory, Safety, Environmental | Stack Emission |  | 9620 | Particulate stack emissions - fossil
800 | Miscellaneous | Regulatory, Safety, Environmental | Stack Emission |  | 9620 | Particulate stack emissions - fossil
810 | Multi-boiler/Multi-turbine | Regulatory, Safety, Environmental | Stack Emission |  | 9620 | Particulate stack emissions - fossil
850 | Combined Cycle Block | Regulatory, Safety, Environmental | Stack Emission |  | 9620 | Particulate stack emissions - fossil
851 | CC GT units | Regulatory, Safety, Environmental | Stack Emission |  | 9620 | Particulate stack emissions - fossil
852 | CC steam units | Regulatory, Safety, Environmental | Stack Emission |  | 9620 | Particulate stack emissions - fossil
860 | Co-generator Block | Regulatory, Safety, Environmental | Stack Emission |  | 9620 | Particulate stack emissions - fossil
861 | CoG GT units | Regulatory, Safety, Environmental | Stack Emission |  | 9620 | Particulate stack emissions - fossil
862 | CoG steam units | Regulatory, Safety, Environmental | Stack Emission |  | 9620 | Particulate stack emissions - fossil
300 | Gas Turbine/Jet Engine (Simple Cycle Operation) | Regulatory, Safety, Environmental | Stack Emission |  | 9623 | Particulate stack emissions - gas turbines
800 | Miscellaneous | Regulatory, Safety, Environmental | Stack Emission |  | 9623 | Particulate stack emissions - gas turbines
810 | Multi-boiler/Multi-turbine | Regulatory, Safety, Environmental | Stack Emission |  | 9623 | Particulate stack emissions - gas turbines
850 | Combined Cycle Block | Regulatory, Safety, Environmental | Stack Emission |  | 9623 | Particulate stack emissions - gas turbines
851 | CC GT units | Regulatory, Safety, Environmental | Stack Emission |  | 9623 | Particulate stack emissions - gas turbines
852 | CC steam units | Regulatory, Safety, Environmental | Stack Emission |  | 9623 | Particulate stack emissions - gas turbines
860 | Co-generator Block | Regulatory, Safety, Environmental | Stack Emission |  | 9623 | Particulate stack emissions - gas turbines
861 | CoG GT units | Regulatory, Safety, Environmental | Stack Emission |  | 9623 | Particulate stack emissions - gas turbines
862 | CoG steam units | Regulatory, Safety, Environmental | Stack Emission |  | 9623 | Particulate stack emissions - gas turbines
300 | Gas Turbine/Jet Engine (Simple Cycle Operation) | Regulatory, Safety, Environmental | Stack Emission |  | 9624 | Particulate stack emissions - jet engines
800 | Miscellaneous | Regulatory, Safety, Environmental | Stack Emission |  | 9624 | Particulate stack emissions - jet engines
810 | Multi-boiler/Multi-turbine | Regulatory, Safety, Environmental | Stack Emission |  | 9624 | Particulate stack emissions - jet engines
850 | Combined Cycle Block | Regulatory, Safety, Environmental | Stack Emission |  | 9624 | Particulate stack emissions - jet engines
851 | CC GT units | Regulatory, Safety, Environmental | Stack Emission |  | 9624 | Particulate stack emissions - jet engines
852 | CC steam units | Regulatory, Safety, Environmental | Stack Emission |  | 9624 | Particulate stack emissions - jet engines
860 | Co-generator Block | Regulatory, Safety, Environmental | Stack Emission |  | 9624 | Particulate stack emissions - jet engines
861 | CoG GT units | Regulatory, Safety, Environmental | Stack Emission |  | 9624 | Particulate stack emissions - jet engines
862 | CoG steam units | Regulatory, Safety, Environmental | Stack Emission |  | 9624 | Particulate stack emissions - jet engines
400 | Internal Combustion/Reciprocating Engines | Regulatory, Safety, Environmental | Stack Emission |  | 9625 | Particulate stack emissions (Internal Combustion/Reciprocating Engines)
800 | Miscellaneous | Regulatory, Safety, Environmental | Stack Emission |  | 9625 | Particulate stack emissions (Internal Combustion/Reciprocating Engines)
810 | Multi-boiler/Multi-turbine | Regulatory, Safety, Environmental | Stack Emission |  | 9625 | Particulate stack emissions (Internal Combustion/Reciprocating Engines)
100 | Fossil-Steam | Regulatory, Safety, Environmental | Stack Emission |  | 9630 | Opacity - fossil
650 | Fluidized Bed | Regulatory, Safety, Environmental | Stack Emission |  | 9630 | Opacity - fossil
800 | Miscellaneous | Regulatory, Safety, Environmental | Stack Emission |  | 9630 | Opacity - fossil
810 | Multi-boiler/Multi-turbine | Regulatory, Safety, Environmental | Stack Emission |  | 9630 | Opacity - fossil
850 | Combined Cycle Block | Regulatory, Safety, Environmental | Stack Emission |  | 9630 | Opacity - fossil
851 | CC GT units | Regulatory, Safety, Environmental | Stack Emission |  | 9630 | Opacity - fossil
852 | CC steam units | Regulatory, Safety, Environmental | Stack Emission |  | 9630 | Opacity - fossil
860 | Co-generator Block | Regulatory, Safety, Environmental | Stack Emission |  | 9630 | Opacity - fossil
861 | CoG GT units | Regulatory, Safety, Environmental | Stack Emission |  | 9630 | Opacity - fossil
862 | CoG steam units | Regulatory, Safety, Environmental | Stack Emission |  | 9630 | Opacity - fossil
300 | Gas Turbine/Jet Engine (Simple Cycle Operation) | Regulatory, Safety, Environmental | Stack Emission |  | 9633 | Opacity - gas turbines
800 | Miscellaneous | Regulatory, Safety, Environmental | Stack Emission |  | 9633 | Opacity - gas turbines
810 | Multi-boiler/Multi-turbine | Regulatory, Safety, Environmental | Stack Emission |  | 9633 | Opacity - gas turbines
850 | Combined Cycle Block | Regulatory, Safety, Environmental | Stack Emission |  | 9633 | Opacity - gas turbines
851 | CC GT units | Regulatory, Safety, Environmental | Stack Emission |  | 9633 | Opacity - gas turbines
852 | CC steam units | Regulatory, Safety, Environmental | Stack Emission |  | 9633 | Opacity - gas turbines
860 | Co-generator Block | Regulatory, Safety, Environmental | Stack Emission |  | 9633 | Opacity - gas turbines
861 | CoG GT units | Regulatory, Safety, Environmental | Stack Emission |  | 9633 | Opacity - gas turbines
862 | CoG steam units | Regulatory, Safety, Environmental | Stack Emission |  | 9633 | Opacity - gas turbines
300 | Gas Turbine/Jet Engine (Simple Cycle Operation) | Regulatory, Safety, Environmental | Stack Emission |  | 9634 | Opacity - jet engines
800 | Miscellaneous | Regulatory, Safety, Environmental | Stack Emission |  | 9634 | Opacity - jet engines
810 | Multi-boiler/Multi-turbine | Regulatory, Safety, Environmental | Stack Emission |  | 9634 | Opacity - jet engines
850 | Combined Cycle Block | Regulatory, Safety, Environmental | Stack Emission |  | 9634 | Opacity - jet engines
851 | CC GT units | Regulatory, Safety, Environmental | Stack Emission |  | 9634 | Opacity - jet engines
852 | CC steam units | Regulatory, Safety, Environmental | Stack Emission |  | 9634 | Opacity - jet engines
860 | Co-generator Block | Regulatory, Safety, Environmental | Stack Emission |  | 9634 | Opacity - jet engines
861 | CoG GT units | Regulatory, Safety, Environmental | Stack Emission |  | 9634 | Opacity - jet engines
862 | CoG steam units | Regulatory, Safety, Environmental | Stack Emission |  | 9634 | Opacity - jet engines
400 | Internal Combustion/Reciprocating Engines | Regulatory, Safety, Environmental | Stack Emission |  | 9635 | Opacity (Internal Combustion/Reciprocating Engines)
800 | Miscellaneous | Regulatory, Safety, Environmental | Stack Emission |  | 9635 | Opacity (Internal Combustion/Reciprocating Engines)
810 | Multi-boiler/Multi-turbine | Regulatory, Safety, Environmental | Stack Emission |  | 9635 | Opacity (Internal Combustion/Reciprocating Engines)
100 | Fossil-Steam | Regulatory, Safety, Environmental | Stack Emission |  | 9650 | Other stack/exhaust emissions - fossil (use codes 9200 to 9290 if fuel quality causes pollution control equipment problems that result in excess stack emissions)
650 | Fluidized Bed | Regulatory, Safety, Environmental | Stack Emission |  | 9650 | Other stack/exhaust emissions - fossil (use codes 9200 to 9290 if fuel quality causes pollution control equipment problems that result in excess stack emissions)
800 | Miscellaneous | Regulatory, Safety, Environmental | Stack Emission |  | 9650 | Other stack/exhaust emissions - fossil (use codes 9200 to 9290 if fuel quality causes pollution control equipment problems that result in excess stack emissions)
810 | Multi-boiler/Multi-turbine | Regulatory, Safety, Environmental | Stack Emission |  | 9650 | Other stack/exhaust emissions - fossil (use codes 9200 to 9290 if fuel quality causes pollution control equipment problems that result in excess stack emissions)
850 | Combined Cycle Block | Regulatory, Safety, Environmental | Stack Emission |  | 9650 | Other stack/exhaust emissions - fossil (use codes 9200 to 9290 if fuel quality causes pollution control equipment problems that result in excess stack emissions)
851 | CC GT units | Regulatory, Safety, Environmental | Stack Emission |  | 9650 | Other stack/exhaust emissions - fossil (use codes 9200 to 9290 if fuel quality causes pollution control equipment problems that result in excess stack emissions)
852 | CC steam units | Regulatory, Safety, Environmental | Stack Emission |  | 9650 | Other stack/exhaust emissions - fossil (use codes 9200 to 9290 if fuel quality causes pollution control equipment problems that result in excess stack emissions)
860 | Co-generator Block | Regulatory, Safety, Environmental | Stack Emission |  | 9650 | Other stack/exhaust emissions - fossil (use codes 9200 to 9290 if fuel quality causes pollution control equipment problems that result in excess stack emissions)
861 | CoG GT units | Regulatory, Safety, Environmental | Stack Emission |  | 9650 | Other stack/exhaust emissions - fossil (use codes 9200 to 9290 if fuel quality causes pollution control equipment problems that result in excess stack emissions)
862 | CoG steam units | Regulatory, Safety, Environmental | Stack Emission |  | 9650 | Other stack/exhaust emissions - fossil (use codes 9200 to 9290 if fuel quality causes pollution control equipment problems that result in excess stack emissions)
300 | Gas Turbine/Jet Engine (Simple Cycle Operation) | Regulatory, Safety, Environmental | Stack Emission |  | 9653 | Other stack or exhaust emissions - gas turbines (use codes 9200 to 9290 if fuel quality causes pollution control equipment problems that result in excess stack emissions)
800 | Miscellaneous | Regulatory, Safety, Environmental | Stack Emission |  | 9653 | Other stack or exhaust emissions - gas turbines (use codes 9200 to 9290 if fuel quality causes pollution control equipment problems that result in excess stack emissions)
810 | Multi-boiler/Multi-turbine | Regulatory, Safety, Environmental | Stack Emission |  | 9653 | Other stack or exhaust emissions - gas turbines (use codes 9200 to 9290 if fuel quality causes pollution control equipment problems that result in excess stack emissions)
850 | Combined Cycle Block | Regulatory, Safety, Environmental | Stack Emission |  | 9653 | Other stack or exhaust emissions - gas turbines (use codes 9200 to 9290 if fuel quality causes pollution control equipment problems that result in excess stack emissions)
851 | CC GT units | Regulatory, Safety, Environmental | Stack Emission |  | 9653 | Other stack or exhaust emissions - gas turbines (use codes 9200 to 9290 if fuel quality causes pollution control equipment problems that result in excess stack emissions)
852 | CC steam units | Regulatory, Safety, Environmental | Stack Emission |  | 9653 | Other stack or exhaust emissions - gas turbines (use codes 9200 to 9290 if fuel quality causes pollution control equipment problems that result in excess stack emissions)
860 | Co-generator Block | Regulatory, Safety, Environmental | Stack Emission |  | 9653 | Other stack or exhaust emissions - gas turbines (use codes 9200 to 9290 if fuel quality causes pollution control equipment problems that result in excess stack emissions)
861 | CoG GT units | Regulatory, Safety, Environmental | Stack Emission |  | 9653 | Other stack or exhaust emissions - gas turbines (use codes 9200 to 9290 if fuel quality causes pollution control equipment problems that result in excess stack emissions)
862 | CoG steam units | Regulatory, Safety, Environmental | Stack Emission |  | 9653 | Other stack or exhaust emissions - gas turbines (use codes 9200 to 9290 if fuel quality causes pollution control equipment problems that result in excess stack emissions)
300 | Gas Turbine/Jet Engine (Simple Cycle Operation) | Regulatory, Safety, Environmental | Stack Emission |  | 9654 | Other stack or exhaust emissions - jet engines (use codes 9200 to 9290 if fuel quality causes pollution control equipment problems that result in excess stack emissions)
800 | Miscellaneous | Regulatory, Safety, Environmental | Stack Emission |  | 9654 | Other stack or exhaust emissions - jet engines (use codes 9200 to 9290 if fuel quality causes pollution control equipment problems that result in excess stack emissions)
810 | Multi-boiler/Multi-turbine | Regulatory, Safety, Environmental | Stack Emission |  | 9654 | Other stack or exhaust emissions - jet engines (use codes 9200 to 9290 if fuel quality causes pollution control equipment problems that result in excess stack emissions)
850 | Combined Cycle Block | Regulatory, Safety, Environmental | Stack Emission |  | 9654 | Other stack or exhaust emissions - jet engines (use codes 9200 to 9290 if fuel quality causes pollution control equipment problems that result in excess stack emissions)
851 | CC GT units | Regulatory, Safety, Environmental | Stack Emission |  | 9654 | Other stack or exhaust emissions - jet engines (use codes 9200 to 9290 if fuel quality causes pollution control equipment problems that result in excess stack emissions)
852 | CC steam units | Regulatory, Safety, Environmental | Stack Emission |  | 9654 | Other stack or exhaust emissions - jet engines (use codes 9200 to 9290 if fuel quality causes pollution control equipment problems that result in excess stack emissions)
860 | Co-generator Block | Regulatory, Safety, Environmental | Stack Emission |  | 9654 | Other stack or exhaust emissions - jet engines (use codes 9200 to 9290 if fuel quality causes pollution control equipment problems that result in excess stack emissions)
861 | CoG GT units | Regulatory, Safety, Environmental | Stack Emission |  | 9654 | Other stack or exhaust emissions - jet engines (use codes 9200 to 9290 if fuel quality causes pollution control equipment problems that result in excess stack emissions)
862 | CoG steam units | Regulatory, Safety, Environmental | Stack Emission |  | 9654 | Other stack or exhaust emissions - jet engines (use codes 9200 to 9290 if fuel quality causes pollution control equipment problems that result in excess stack emissions)
400 | Internal Combustion/Reciprocating Engines | Regulatory, Safety, Environmental | Stack Emission |  | 9655 | Other stack or exhaust emissions (Internal Combustion/Reciprocating Engines)
800 | Miscellaneous | Regulatory, Safety, Environmental | Stack Emission |  | 9655 | Other stack or exhaust emissions (Internal Combustion/Reciprocating Engines)
100 | Fossil-Steam | Regulatory, Safety, Environmental | Stack Emission |  | 9656 | Other stack or exhaust emissions testing - fossil
650 | Fluidized Bed | Regulatory, Safety, Environmental | Stack Emission |  | 9656 | Other stack or exhaust emissions testing - fossil
800 | Miscellaneous | Regulatory, Safety, Environmental | Stack Emission |  | 9656 | Other stack or exhaust emissions testing - fossil
810 | Multi-boiler/Multi-turbine | Regulatory, Safety, Environmental | Stack Emission |  | 9656 | Other stack or exhaust emissions testing - fossil
850 | Combined Cycle Block | Regulatory, Safety, Environmental | Stack Emission |  | 9656 | Other stack or exhaust emissions testing - fossil
851 | CC GT units | Regulatory, Safety, Environmental | Stack Emission |  | 9656 | Other stack or exhaust emissions testing - fossil
852 | CC steam units | Regulatory, Safety, Environmental | Stack Emission |  | 9656 | Other stack or exhaust emissions testing - fossil
860 | Co-generator Block | Regulatory, Safety, Environmental | Stack Emission |  | 9656 | Other stack or exhaust emissions testing - fossil
861 | CoG GT units | Regulatory, Safety, Environmental | Stack Emission |  | 9656 | Other stack or exhaust emissions testing - fossil
862 | CoG steam units | Regulatory, Safety, Environmental | Stack Emission |  | 9656 | Other stack or exhaust emissions testing - fossil
300 | Gas Turbine/Jet Engine (Simple Cycle Operation) | Regulatory, Safety, Environmental | Stack Emission |  | 9657 | Other stack or exhaust emissions testing - gas turbines
800 | Miscellaneous | Regulatory, Safety, Environmental | Stack Emission |  | 9657 | Other stack or exhaust emissions testing - gas turbines
850 | Combined Cycle Block | Regulatory, Safety, Environmental | Stack Emission |  | 9657 | Other stack or exhaust emissions testing - gas turbines
851 | CC GT units | Regulatory, Safety, Environmental | Stack Emission |  | 9657 | Other stack or exhaust emissions testing - gas turbines
852 | CC steam units | Regulatory, Safety, Environmental | Stack Emission |  | 9657 | Other stack or exhaust emissions testing - gas turbines
860 | Co-generator Block | Regulatory, Safety, Environmental | Stack Emission |  | 9657 | Other stack or exhaust emissions testing - gas turbines
861 | CoG GT units | Regulatory, Safety, Environmental | Stack Emission |  | 9657 | Other stack or exhaust emissions testing - gas turbines
862 | CoG steam units | Regulatory, Safety, Environmental | Stack Emission |  | 9657 | Other stack or exhaust emissions testing - gas turbines
300 | Gas Turbine/Jet Engine (Simple Cycle Operation) | Regulatory, Safety, Environmental | Stack Emission |  | 9658 | Other stack or exhaust emissions testing - jet engines
800 | Miscellaneous | Regulatory, Safety, Environmental | Stack Emission |  | 9658 | Other stack or exhaust emissions testing - jet engines
850 | Combined Cycle Block | Regulatory, Safety, Environmental | Stack Emission |  | 9658 | Other stack or exhaust emissions testing - jet engines
851 | CC GT units | Regulatory, Safety, Environmental | Stack Emission |  | 9658 | Other stack or exhaust emissions testing - jet engines
852 | CC steam units | Regulatory, Safety, Environmental | Stack Emission |  | 9658 | Other stack or exhaust emissions testing - jet engines
860 | Co-generator Block | Regulatory, Safety, Environmental | Stack Emission |  | 9658 | Other stack or exhaust emissions testing - jet engines
861 | CoG GT units | Regulatory, Safety, Environmental | Stack Emission |  | 9658 | Other stack or exhaust emissions testing - jet engines
862 | CoG steam units | Regulatory, Safety, Environmental | Stack Emission |  | 9658 | Other stack or exhaust emissions testing - jet engines
100 | Fossil-Steam | Regulatory, Safety, Environmental | Other Operating Environmental Limitations |  | 9660 | Thermal discharge limits - fossil and nuclear
200 | Nuclear | Regulatory, Safety, Environmental | Other Operating Environmental Limitations |  | 9660 | Thermal discharge limits - fossil and nuclear
650 | Fluidized Bed | Regulatory, Safety, Environmental | Other Operating Environmental Limitations |  | 9660 | Thermal discharge limits - fossil and nuclear
800 | Miscellaneous | Regulatory, Safety, Environmental | Other Operating Environmental Limitations |  | 9660 | Thermal discharge limits - fossil and nuclear
810 | Multi-boiler/Multi-turbine | Regulatory, Safety, Environmental | Other Operating Environmental Limitations |  | 9660 | Thermal discharge limits - fossil and nuclear
850 | Combined Cycle Block | Regulatory, Safety, Environmental | Other Operating Environmental Limitations |  | 9660 | Thermal discharge limits - fossil and nuclear
851 | CC GT units | Regulatory, Safety, Environmental | Other Operating Environmental Limitations |  | 9660 | Thermal discharge limits - fossil and nuclear
852 | CC steam units | Regulatory, Safety, Environmental | Other Operating Environmental Limitations |  | 9660 | Thermal discharge limits - fossil and nuclear
860 | Co-generator Block | Regulatory, Safety, Environmental | Other Operating Environmental Limitations |  | 9660 | Thermal discharge limits - fossil and nuclear
861 | CoG GT units | Regulatory, Safety, Environmental | Other Operating Environmental Limitations |  | 9660 | Thermal discharge limits - fossil and nuclear
862 | CoG steam units | Regulatory, Safety, Environmental | Other Operating Environmental Limitations |  | 9660 | Thermal discharge limits - fossil and nuclear
300 | Gas Turbine/Jet Engine (Simple Cycle Operation) | Regulatory, Safety, Environmental | Other Operating Environmental Limitations |  | 9663 | Thermal discharge limits - gas turbines
800 | Miscellaneous | Regulatory, Safety, Environmental | Other Operating Environmental Limitations |  | 9663 | Thermal discharge limits - gas turbines
810 | Multi-boiler/Multi-turbine | Regulatory, Safety, Environmental | Other Operating Environmental Limitations |  | 9663 | Thermal discharge limits - gas turbines
850 | Combined Cycle Block | Regulatory, Safety, Environmental | Other Operating Environmental Limitations |  | 9663 | Thermal discharge limits - gas turbines
851 | CC GT units | Regulatory, Safety, Environmental | Other Operating Environmental Limitations |  | 9663 | Thermal discharge limits - gas turbines
852 | CC steam units | Regulatory, Safety, Environmental | Other Operating Environmental Limitations |  | 9663 | Thermal discharge limits - gas turbines
860 | Co-generator Block | Regulatory, Safety, Environmental | Other Operating Environmental Limitations |  | 9663 | Thermal discharge limits - gas turbines
861 | CoG GT units | Regulatory, Safety, Environmental | Other Operating Environmental Limitations |  | 9663 | Thermal discharge limits - gas turbines
862 | CoG steam units | Regulatory, Safety, Environmental | Other Operating Environmental Limitations |  | 9663 | Thermal discharge limits - gas turbines
300 | Gas Turbine/Jet Engine (Simple Cycle Operation) | Regulatory, Safety, Environmental | Other Operating Environmental Limitations |  | 9664 | Thermal discharge limits - jet engines
800 | Miscellaneous | Regulatory, Safety, Environmental | Other Operating Environmental Limitations |  | 9664 | Thermal discharge limits - jet engines
810 | Multi-boiler/Multi-turbine | Regulatory, Safety, Environmental | Other Operating Environmental Limitations |  | 9664 | Thermal discharge limits - jet engines
850 | Combined Cycle Block | Regulatory, Safety, Environmental | Other Operating Environmental Limitations |  | 9664 | Thermal discharge limits - jet engines
851 | CC GT units | Regulatory, Safety, Environmental | Other Operating Environmental Limitations |  | 9664 | Thermal discharge limits - jet engines
852 | CC steam units | Regulatory, Safety, Environmental | Other Operating Environmental Limitations |  | 9664 | Thermal discharge limits - jet engines
860 | Co-generator Block | Regulatory, Safety, Environmental | Other Operating Environmental Limitations |  | 9664 | Thermal discharge limits - jet engines
861 | CoG GT units | Regulatory, Safety, Environmental | Other Operating Environmental Limitations |  | 9664 | Thermal discharge limits - jet engines
862 | CoG steam units | Regulatory, Safety, Environmental | Other Operating Environmental Limitations |  | 9664 | Thermal discharge limits - jet engines
400 | Internal Combustion/Reciprocating Engines | Regulatory, Safety, Environmental | Other Operating Environmental Limitations |  | 9665 | Thermal discharge limits (Internal Combustion/Reciprocating Engines)
800 | Miscellaneous | Regulatory, Safety, Environmental | Other Operating Environmental Limitations |  | 9665 | Thermal discharge limits (Internal Combustion/Reciprocating Engines)
810 | Multi-boiler/Multi-turbine | Regulatory, Safety, Environmental | Other Operating Environmental Limitations |  | 9665 | Thermal discharge limits (Internal Combustion/Reciprocating Engines)
100 | Fossil-Steam | Regulatory, Safety, Environmental | Other Operating Environmental Limitations |  | 9670 | Noise limits (not for personnel safety) - fossil and nuclear
200 | Nuclear | Regulatory, Safety, Environmental | Other Operating Environmental Limitations |  | 9670 | Noise limits (not for personnel safety) - fossil and nuclear
650 | Fluidized Bed | Regulatory, Safety, Environmental | Other Operating Environmental Limitations |  | 9670 | Noise limits (not for personnel safety) - fossil and nuclear
800 | Miscellaneous | Regulatory, Safety, Environmental | Other Operating Environmental Limitations |  | 9670 | Noise limits (not for personnel safety) - fossil and nuclear
810 | Multi-boiler/Multi-turbine | Regulatory, Safety, Environmental | Other Operating Environmental Limitations |  | 9670 | Noise limits (not for personnel safety) - fossil and nuclear
850 | Combined Cycle Block | Regulatory, Safety, Environmental | Other Operating Environmental Limitations |  | 9670 | Noise limits (not for personnel safety) - fossil and nuclear
851 | CC GT units | Regulatory, Safety, Environmental | Other Operating Environmental Limitations |  | 9670 | Noise limits (not for personnel safety) - fossil and nuclear
852 | CC steam units | Regulatory, Safety, Environmental | Other Operating Environmental Limitations |  | 9670 | Noise limits (not for personnel safety) - fossil and nuclear
860 | Co-generator Block | Regulatory, Safety, Environmental | Other Operating Environmental Limitations |  | 9670 | Noise limits (not for personnel safety) - fossil and nuclear
861 | CoG GT units | Regulatory, Safety, Environmental | Other Operating Environmental Limitations |  | 9670 | Noise limits (not for personnel safety) - fossil and nuclear
862 | CoG steam units | Regulatory, Safety, Environmental | Other Operating Environmental Limitations |  | 9670 | Noise limits (not for personnel safety) - fossil and nuclear
300 | Gas Turbine/Jet Engine (Simple Cycle Operation) | Regulatory, Safety, Environmental | Other Operating Environmental Limitations |  | 9673 | Noise limits (not for personnel safety) - gas turbines
800 | Miscellaneous | Regulatory, Safety, Environmental | Other Operating Environmental Limitations |  | 9673 | Noise limits (not for personnel safety) - gas turbines
810 | Multi-boiler/Multi-turbine | Regulatory, Safety, Environmental | Other Operating Environmental Limitations |  | 9673 | Noise limits (not for personnel safety) - gas turbines
850 | Combined Cycle Block | Regulatory, Safety, Environmental | Other Operating Environmental Limitations |  | 9673 | Noise limits (not for personnel safety) - gas turbines
851 | CC GT units | Regulatory, Safety, Environmental | Other Operating Environmental Limitations |  | 9673 | Noise limits (not for personnel safety) - gas turbines
852 | CC steam units | Regulatory, Safety, Environmental | Other Operating Environmental Limitations |  | 9673 | Noise limits (not for personnel safety) - gas turbines
860 | Co-generator Block | Regulatory, Safety, Environmental | Other Operating Environmental Limitations |  | 9673 | Noise limits (not for personnel safety) - gas turbines
861 | CoG GT units | Regulatory, Safety, Environmental | Other Operating Environmental Limitations |  | 9673 | Noise limits (not for personnel safety) - gas turbines
862 | CoG steam units | Regulatory, Safety, Environmental | Other Operating Environmental Limitations |  | 9673 | Noise limits (not for personnel safety) - gas turbines
300 | Gas Turbine/Jet Engine (Simple Cycle Operation) | Regulatory, Safety, Environmental | Other Operating Environmental Limitations |  | 9674 | Noise limits (not for personnel safety) - jet engines
800 | Miscellaneous | Regulatory, Safety, Environmental | Other Operating Environmental Limitations |  | 9674 | Noise limits (not for personnel safety) - jet engines
810 | Multi-boiler/Multi-turbine | Regulatory, Safety, Environmental | Other Operating Environmental Limitations |  | 9674 | Noise limits (not for personnel safety) - jet engines
850 | Combined Cycle Block | Regulatory, Safety, Environmental | Other Operating Environmental Limitations |  | 9674 | Noise limits (not for personnel safety) - jet engines
851 | CC GT units | Regulatory, Safety, Environmental | Other Operating Environmental Limitations |  | 9674 | Noise limits (not for personnel safety) - jet engines
852 | CC steam units | Regulatory, Safety, Environmental | Other Operating Environmental Limitations |  | 9674 | Noise limits (not for personnel safety) - jet engines
860 | Co-generator Block | Regulatory, Safety, Environmental | Other Operating Environmental Limitations |  | 9674 | Noise limits (not for personnel safety) - jet engines
861 | CoG GT units | Regulatory, Safety, Environmental | Other Operating Environmental Limitations |  | 9674 | Noise limits (not for personnel safety) - jet engines
862 | CoG steam units | Regulatory, Safety, Environmental | Other Operating Environmental Limitations |  | 9674 | Noise limits (not for personnel safety) - jet engines
400 | Internal Combustion/Reciprocating Engines | Regulatory, Safety, Environmental | Other Operating Environmental Limitations |  | 9675 | Noise limits (not for personnel safety) (Internal Combustion/Reciprocating Engines)
800 | Miscellaneous | Regulatory, Safety, Environmental | Other Operating Environmental Limitations |  | 9675 | Noise limits (not for personnel safety) (Internal Combustion/Reciprocating Engines)
810 | Multi-boiler/Multi-turbine | Regulatory, Safety, Environmental | Other Operating Environmental Limitations |  | 9675 | Noise limits (not for personnel safety) (Internal Combustion/Reciprocating Engines)
500 | Pumped Storage/Hydro | Regulatory, Safety, Environmental | Other Operating Environmental Limitations |  | 9676 | Noise limits (not for personnel safety) - hydro and pumped storage
800 | Miscellaneous | Regulatory, Safety, Environmental | Other Operating Environmental Limitations |  | 9676 | Noise limits (not for personnel safety) - hydro and pumped storage
810 | Multi-boiler/Multi-turbine | Regulatory, Safety, Environmental | Other Operating Environmental Limitations |  | 9676 | Noise limits (not for personnel safety) - hydro and pumped storage
100 | Fossil-Steam | Regulatory, Safety, Environmental | Other Operating Environmental Limitations |  | 9677 | Noise limits testing - fossil
650 | Fluidized Bed | Regulatory, Safety, Environmental | Other Operating Environmental Limitations |  | 9677 | Noise limits testing - fossil
800 | Miscellaneous | Regulatory, Safety, Environmental | Other Operating Environmental Limitations |  | 9677 | Noise limits testing - fossil
850 | Combined Cycle Block | Regulatory, Safety, Environmental | Other Operating Environmental Limitations |  | 9677 | Noise limits testing - fossil
851 | CC GT units | Regulatory, Safety, Environmental | Other Operating Environmental Limitations |  | 9677 | Noise limits testing - fossil
852 | CC steam units | Regulatory, Safety, Environmental | Other Operating Environmental Limitations |  | 9677 | Noise limits testing - fossil
860 | Co-generator Block | Regulatory, Safety, Environmental | Other Operating Environmental Limitations |  | 9677 | Noise limits testing - fossil
861 | CoG GT units | Regulatory, Safety, Environmental | Other Operating Environmental Limitations |  | 9677 | Noise limits testing - fossil
862 | CoG steam units | Regulatory, Safety, Environmental | Other Operating Environmental Limitations |  | 9677 | Noise limits testing - fossil
300 | Gas Turbine/Jet Engine (Simple Cycle Operation) | Regulatory, Safety, Environmental | Other Operating Environmental Limitations |  | 9678 | Noise limits testing - gas turbines
800 | Miscellaneous | Regulatory, Safety, Environmental | Other Operating Environmental Limitations |  | 9678 | Noise limits testing - gas turbines
850 | Combined Cycle Block | Regulatory, Safety, Environmental | Other Operating Environmental Limitations |  | 9678 | Noise limits testing - gas turbines
851 | CC GT units | Regulatory, Safety, Environmental | Other Operating Environmental Limitations |  | 9678 | Noise limits testing - gas turbines
852 | CC steam units | Regulatory, Safety, Environmental | Other Operating Environmental Limitations |  | 9678 | Noise limits testing - gas turbines
860 | Co-generator Block | Regulatory, Safety, Environmental | Other Operating Environmental Limitations |  | 9678 | Noise limits testing - gas turbines
861 | CoG GT units | Regulatory, Safety, Environmental | Other Operating Environmental Limitations |  | 9678 | Noise limits testing - gas turbines
862 | CoG steam units | Regulatory, Safety, Environmental | Other Operating Environmental Limitations |  | 9678 | Noise limits testing - gas turbines
300 | Gas Turbine/Jet Engine (Simple Cycle Operation) | Regulatory, Safety, Environmental | Other Operating Environmental Limitations |  | 9679 | Noise limits testing - jet engines
800 | Miscellaneous | Regulatory, Safety, Environmental | Other Operating Environmental Limitations |  | 9679 | Noise limits testing - jet engines
850 | Combined Cycle Block | Regulatory, Safety, Environmental | Other Operating Environmental Limitations |  | 9679 | Noise limits testing - jet engines
851 | CC GT units | Regulatory, Safety, Environmental | Other Operating Environmental Limitations |  | 9679 | Noise limits testing - jet engines
852 | CC steam units | Regulatory, Safety, Environmental | Other Operating Environmental Limitations |  | 9679 | Noise limits testing - jet engines
860 | Co-generator Block | Regulatory, Safety, Environmental | Other Operating Environmental Limitations |  | 9679 | Noise limits testing - jet engines
861 | CoG GT units | Regulatory, Safety, Environmental | Other Operating Environmental Limitations |  | 9679 | Noise limits testing - jet engines
862 | CoG steam units | Regulatory, Safety, Environmental | Other Operating Environmental Limitations |  | 9679 | Noise limits testing - jet engines
100 | Fossil-Steam | Regulatory, Safety, Environmental | Other Operating Environmental Limitations |  | 9680 | Fish kill - fossil and nuclear
200 | Nuclear | Regulatory, Safety, Environmental | Other Operating Environmental Limitations |  | 9680 | Fish kill - fossil and nuclear
650 | Fluidized Bed | Regulatory, Safety, Environmental | Other Operating Environmental Limitations |  | 9680 | Fish kill - fossil and nuclear
800 | Miscellaneous | Regulatory, Safety, Environmental | Other Operating Environmental Limitations |  | 9680 | Fish kill - fossil and nuclear
810 | Multi-boiler/Multi-turbine | Regulatory, Safety, Environmental | Other Operating Environmental Limitations |  | 9680 | Fish kill - fossil and nuclear
850 | Combined Cycle Block | Regulatory, Safety, Environmental | Other Operating Environmental Limitations |  | 9680 | Fish kill - fossil and nuclear
851 | CC GT units | Regulatory, Safety, Environmental | Other Operating Environmental Limitations |  | 9680 | Fish kill - fossil and nuclear
852 | CC steam units | Regulatory, Safety, Environmental | Other Operating Environmental Limitations |  | 9680 | Fish kill - fossil and nuclear
860 | Co-generator Block | Regulatory, Safety, Environmental | Other Operating Environmental Limitations |  | 9680 | Fish kill - fossil and nuclear
861 | CoG GT units | Regulatory, Safety, Environmental | Other Operating Environmental Limitations |  | 9680 | Fish kill - fossil and nuclear
862 | CoG steam units | Regulatory, Safety, Environmental | Other Operating Environmental Limitations |  | 9680 | Fish kill - fossil and nuclear
300 | Gas Turbine/Jet Engine (Simple Cycle Operation) | Regulatory, Safety, Environmental | Other Operating Environmental Limitations |  | 9683 | Fish kill - gas turbines
800 | Miscellaneous | Regulatory, Safety, Environmental | Other Operating Environmental Limitations |  | 9683 | Fish kill - gas turbines
810 | Multi-boiler/Multi-turbine | Regulatory, Safety, Environmental | Other Operating Environmental Limitations |  | 9683 | Fish kill - gas turbines
850 | Combined Cycle Block | Regulatory, Safety, Environmental | Other Operating Environmental Limitations |  | 9683 | Fish kill - gas turbines
851 | CC GT units | Regulatory, Safety, Environmental | Other Operating Environmental Limitations |  | 9683 | Fish kill - gas turbines
852 | CC steam units | Regulatory, Safety, Environmental | Other Operating Environmental Limitations |  | 9683 | Fish kill - gas turbines
860 | Co-generator Block | Regulatory, Safety, Environmental | Other Operating Environmental Limitations |  | 9683 | Fish kill - gas turbines
861 | CoG GT units | Regulatory, Safety, Environmental | Other Operating Environmental Limitations |  | 9683 | Fish kill - gas turbines
862 | CoG steam units | Regulatory, Safety, Environmental | Other Operating Environmental Limitations |  | 9683 | Fish kill - gas turbines
300 | Gas Turbine/Jet Engine (Simple Cycle Operation) | Regulatory, Safety, Environmental | Other Operating Environmental Limitations |  | 9684 | Fish kill - jet engines
800 | Miscellaneous | Regulatory, Safety, Environmental | Other Operating Environmental Limitations |  | 9684 | Fish kill - jet engines
810 | Multi-boiler/Multi-turbine | Regulatory, Safety, Environmental | Other Operating Environmental Limitations |  | 9684 | Fish kill - jet engines
850 | Combined Cycle Block | Regulatory, Safety, Environmental | Other Operating Environmental Limitations |  | 9684 | Fish kill - jet engines
851 | CC GT units | Regulatory, Safety, Environmental | Other Operating Environmental Limitations |  | 9684 | Fish kill - jet engines
852 | CC steam units | Regulatory, Safety, Environmental | Other Operating Environmental Limitations |  | 9684 | Fish kill - jet engines
860 | Co-generator Block | Regulatory, Safety, Environmental | Other Operating Environmental Limitations |  | 9684 | Fish kill - jet engines
861 | CoG GT units | Regulatory, Safety, Environmental | Other Operating Environmental Limitations |  | 9684 | Fish kill - jet engines
862 | CoG steam units | Regulatory, Safety, Environmental | Other Operating Environmental Limitations |  | 9684 | Fish kill - jet engines
400 | Internal Combustion/Reciprocating Engines | Regulatory, Safety, Environmental | Other Operating Environmental Limitations |  | 9685 | Fish kill (Internal Combustion/Reciprocating Engines)
800 | Miscellaneous | Regulatory, Safety, Environmental | Other Operating Environmental Limitations |  | 9685 | Fish kill (Internal Combustion/Reciprocating Engines)
810 | Multi-boiler/Multi-turbine | Regulatory, Safety, Environmental | Other Operating Environmental Limitations |  | 9685 | Fish kill (Internal Combustion/Reciprocating Engines)
500 | Pumped Storage/Hydro | Regulatory, Safety, Environmental | Other Operating Environmental Limitations |  | 9686 | Fish kill - hydro and pumped storage
800 | Miscellaneous | Regulatory, Safety, Environmental | Other Operating Environmental Limitations |  | 9686 | Fish kill - hydro and pumped storage
810 | Multi-boiler/Multi-turbine | Regulatory, Safety, Environmental | Other Operating Environmental Limitations |  | 9686 | Fish kill - hydro and pumped storage
100 | Fossil-Steam | Regulatory, Safety, Environmental | Other Operating Environmental Limitations |  | 9690 | Other miscellaneous operational environmental limits - fossil and nuclear
200 | Nuclear | Regulatory, Safety, Environmental | Other Operating Environmental Limitations |  | 9690 | Other miscellaneous operational environmental limits - fossil and nuclear
650 | Fluidized Bed | Regulatory, Safety, Environmental | Other Operating Environmental Limitations |  | 9690 | Other miscellaneous operational environmental limits - fossil and nuclear
800 | Miscellaneous | Regulatory, Safety, Environmental | Other Operating Environmental Limitations |  | 9690 | Other miscellaneous operational environmental limits - fossil and nuclear
810 | Multi-boiler/Multi-turbine | Regulatory, Safety, Environmental | Other Operating Environmental Limitations |  | 9690 | Other miscellaneous operational environmental limits - fossil and nuclear
850 | Combined Cycle Block | Regulatory, Safety, Environmental | Other Operating Environmental Limitations |  | 9690 | Other miscellaneous operational environmental limits - fossil and nuclear
851 | CC GT units | Regulatory, Safety, Environmental | Other Operating Environmental Limitations |  | 9690 | Other miscellaneous operational environmental limits - fossil and nuclear
852 | CC steam units | Regulatory, Safety, Environmental | Other Operating Environmental Limitations |  | 9690 | Other miscellaneous operational environmental limits - fossil and nuclear
860 | Co-generator Block | Regulatory, Safety, Environmental | Other Operating Environmental Limitations |  | 9690 | Other miscellaneous operational environmental limits - fossil and nuclear
861 | CoG GT units | Regulatory, Safety, Environmental | Other Operating Environmental Limitations |  | 9690 | Other miscellaneous operational environmental limits - fossil and nuclear
862 | CoG steam units | Regulatory, Safety, Environmental | Other Operating Environmental Limitations |  | 9690 | Other miscellaneous operational environmental limits - fossil and nuclear
300 | Gas Turbine/Jet Engine (Simple Cycle Operation) | Regulatory, Safety, Environmental | Other Operating Environmental Limitations |  | 9693 | Other miscellaneous operational environmental limits - gas turbines
800 | Miscellaneous | Regulatory, Safety, Environmental | Other Operating Environmental Limitations |  | 9693 | Other miscellaneous operational environmental limits - gas turbines
810 | Multi-boiler/Multi-turbine | Regulatory, Safety, Environmental | Other Operating Environmental Limitations |  | 9693 | Other miscellaneous operational environmental limits - gas turbines
850 | Combined Cycle Block | Regulatory, Safety, Environmental | Other Operating Environmental Limitations |  | 9693 | Other miscellaneous operational environmental limits - gas turbines
851 | CC GT units | Regulatory, Safety, Environmental | Other Operating Environmental Limitations |  | 9693 | Other miscellaneous operational environmental limits - gas turbines
852 | CC steam units | Regulatory, Safety, Environmental | Other Operating Environmental Limitations |  | 9693 | Other miscellaneous operational environmental limits - gas turbines
860 | Co-generator Block | Regulatory, Safety, Environmental | Other Operating Environmental Limitations |  | 9693 | Other miscellaneous operational environmental limits - gas turbines
861 | CoG GT units | Regulatory, Safety, Environmental | Other Operating Environmental Limitations |  | 9693 | Other miscellaneous operational environmental limits - gas turbines
862 | CoG steam units | Regulatory, Safety, Environmental | Other Operating Environmental Limitations |  | 9693 | Other miscellaneous operational environmental limits - gas turbines
300 | Gas Turbine/Jet Engine (Simple Cycle Operation) | Regulatory, Safety, Environmental | Other Operating Environmental Limitations |  | 9694 | Other miscellaneous operational environmental limits - jet engines
800 | Miscellaneous | Regulatory, Safety, Environmental | Other Operating Environmental Limitations |  | 9694 | Other miscellaneous operational environmental limits - jet engines
810 | Multi-boiler/Multi-turbine | Regulatory, Safety, Environmental | Other Operating Environmental Limitations |  | 9694 | Other miscellaneous operational environmental limits - jet engines
850 | Combined Cycle Block | Regulatory, Safety, Environmental | Other Operating Environmental Limitations |  | 9694 | Other miscellaneous operational environmental limits - jet engines
851 | CC GT units | Regulatory, Safety, Environmental | Other Operating Environmental Limitations |  | 9694 | Other miscellaneous operational environmental limits - jet engines
852 | CC steam units | Regulatory, Safety, Environmental | Other Operating Environmental Limitations |  | 9694 | Other miscellaneous operational environmental limits - jet engines
860 | Co-generator Block | Regulatory, Safety, Environmental | Other Operating Environmental Limitations |  | 9694 | Other miscellaneous operational environmental limits - jet engines
861 | CoG GT units | Regulatory, Safety, Environmental | Other Operating Environmental Limitations |  | 9694 | Other miscellaneous operational environmental limits - jet engines
862 | CoG steam units | Regulatory, Safety, Environmental | Other Operating Environmental Limitations |  | 9694 | Other miscellaneous operational environmental limits - jet engines
400 | Internal Combustion/Reciprocating Engines | Regulatory, Safety, Environmental | Other Operating Environmental Limitations |  | 9695 | Other miscellaneous operational environmental limits (Internal Combustion/Reciprocating Engines)
800 | Miscellaneous | Regulatory, Safety, Environmental | Other Operating Environmental Limitations |  | 9695 | Other miscellaneous operational environmental limits (Internal Combustion/Reciprocating Engines)
810 | Multi-boiler/Multi-turbine | Regulatory, Safety, Environmental | Other Operating Environmental Limitations |  | 9695 | Other miscellaneous operational environmental limits (Internal Combustion/Reciprocating Engines)
500 | Pumped Storage/Hydro | Regulatory, Safety, Environmental | Other Operating Environmental Limitations |  | 9696 | Other miscellaneous operational environmental limits - hydro and pumped storage
800 | Miscellaneous | Regulatory, Safety, Environmental | Other Operating Environmental Limitations |  | 9696 | Other miscellaneous operational environmental limits - hydro and pumped storage
810 | Multi-boiler/Multi-turbine | Regulatory, Safety, Environmental | Other Operating Environmental Limitations |  | 9696 | Other miscellaneous operational environmental limits - hydro and pumped storage
100 | Fossil-Steam | Regulatory, Safety, Environmental | Safety |  | 9700 | OSHA-related retrofit or inspection
200 | Nuclear | Regulatory, Safety, Environmental | Safety |  | 9700 | OSHA-related retrofit or inspection
300 | Gas Turbine/Jet Engine (Simple Cycle Operation) | Regulatory, Safety, Environmental | Safety |  | 9700 | OSHA-related retrofit or inspection
400 | Internal Combustion/Reciprocating Engines | Regulatory, Safety, Environmental | Safety |  | 9700 | OSHA-related retrofit or inspection
500 | Pumped Storage/Hydro | Regulatory, Safety, Environmental | Safety |  | 9700 | OSHA-related retrofit or inspection
650 | Fluidized Bed | Regulatory, Safety, Environmental | Safety |  | 9700 | OSHA-related retrofit or inspection
800 | Miscellaneous | Regulatory, Safety, Environmental | Safety |  | 9700 | OSHA-related retrofit or inspection
810 | Multi-boiler/Multi-turbine | Regulatory, Safety, Environmental | Safety |  | 9700 | OSHA-related retrofit or inspection
830 | Geothermal | Regulatory, Safety, Environmental | Safety |  | 9700 | OSHA-related retrofit or inspection
850 | Combined Cycle Block | Regulatory, Safety, Environmental | Safety |  | 9700 | OSHA-related retrofit or inspection
851 | CC GT units | Regulatory, Safety, Environmental | Safety |  | 9700 | OSHA-related retrofit or inspection
852 | CC steam units | Regulatory, Safety, Environmental | Safety |  | 9700 | OSHA-related retrofit or inspection
860 | Co-generator Block | Regulatory, Safety, Environmental | Safety |  | 9700 | OSHA-related retrofit or inspection
861 | CoG GT units | Regulatory, Safety, Environmental | Safety |  | 9700 | OSHA-related retrofit or inspection
862 | CoG steam units | Regulatory, Safety, Environmental | Safety |  | 9700 | OSHA-related retrofit or inspection
200 | Nuclear | Regulatory, Safety, Environmental | Safety |  | 9710 | Investigation of possible nuclear safety problems
100 | Fossil-Steam | Regulatory, Safety, Environmental | Safety |  | 9720 | Other safety problems
200 | Nuclear | Regulatory, Safety, Environmental | Safety |  | 9720 | Other safety problems
300 | Gas Turbine/Jet Engine (Simple Cycle Operation) | Regulatory, Safety, Environmental | Safety |  | 9720 | Other safety problems
400 | Internal Combustion/Reciprocating Engines | Regulatory, Safety, Environmental | Safety |  | 9720 | Other safety problems
500 | Pumped Storage/Hydro | Regulatory, Safety, Environmental | Safety |  | 9720 | Other safety problems
650 | Fluidized Bed | Regulatory, Safety, Environmental | Safety |  | 9720 | Other safety problems
800 | Miscellaneous | Regulatory, Safety, Environmental | Safety |  | 9720 | Other safety problems
810 | Multi-boiler/Multi-turbine | Regulatory, Safety, Environmental | Safety |  | 9720 | Other safety problems
830 | Geothermal | Regulatory, Safety, Environmental | Safety |  | 9720 | Other safety problems
850 | Combined Cycle Block | Regulatory, Safety, Environmental | Safety |  | 9720 | Other safety problems
851 | CC GT units | Regulatory, Safety, Environmental | Safety |  | 9720 | Other safety problems
852 | CC steam units | Regulatory, Safety, Environmental | Safety |  | 9720 | Other safety problems
860 | Co-generator Block | Regulatory, Safety, Environmental | Safety |  | 9720 | Other safety problems
861 | CoG GT units | Regulatory, Safety, Environmental | Safety |  | 9720 | Other safety problems
862 | CoG steam units | Regulatory, Safety, Environmental | Safety |  | 9720 | Other safety problems
100 | Fossil-Steam | Personnel or Procedural Errors | Personnel or Procedural Errors |  | 9900 | Operator error
200 | Nuclear | Personnel or Procedural Errors | Personnel or Procedural Errors |  | 9900 | Operator error
300 | Gas Turbine/Jet Engine (Simple Cycle Operation) | Personnel or Procedural Errors | Personnel or Procedural Errors |  | 9900 | Operator error
400 | Internal Combustion/Reciprocating Engines | Personnel or Procedural Errors | Personnel or Procedural Errors |  | 9900 | Operator error
500 | Pumped Storage/Hydro | Personnel or Procedural Errors | Personnel or Procedural Errors |  | 9900 | Operator error
650 | Fluidized Bed | Personnel or Procedural Errors | Personnel or Procedural Errors |  | 9900 | Operator error
800 | Miscellaneous | Personnel or Procedural Errors | Personnel or Procedural Errors |  | 9900 | Operator error
810 | Multi-boiler/Multi-turbine | Personnel or Procedural Errors | Personnel or Procedural Errors |  | 9900 | Operator error
830 | Geothermal | Personnel or Procedural Errors | Personnel or Procedural Errors |  | 9900 | Operator error
850 | Combined Cycle Block | Personnel or Procedural Errors | Personnel or Procedural Errors |  | 9900 | Operator error
851 | CC GT units | Personnel or Procedural Errors | Personnel or Procedural Errors |  | 9900 | Operator error
852 | CC steam units | Personnel or Procedural Errors | Personnel or Procedural Errors |  | 9900 | Operator error
860 | Co-generator Block | Personnel or Procedural Errors | Personnel or Procedural Errors |  | 9900 | Operator error
861 | CoG GT units | Personnel or Procedural Errors | Personnel or Procedural Errors |  | 9900 | Operator error
862 | CoG steam units | Personnel or Procedural Errors | Personnel or Procedural Errors |  | 9900 | Operator error
100 | Fossil-Steam | Personnel or Procedural Errors | Personnel or Procedural Errors |  | 9910 | Maintenance personnel error
200 | Nuclear | Personnel or Procedural Errors | Personnel or Procedural Errors |  | 9910 | Maintenance personnel error
300 | Gas Turbine/Jet Engine (Simple Cycle Operation) | Personnel or Procedural Errors | Personnel or Procedural Errors |  | 9910 | Maintenance personnel error
400 | Internal Combustion/Reciprocating Engines | Personnel or Procedural Errors | Personnel or Procedural Errors |  | 9910 | Maintenance personnel error
500 | Pumped Storage/Hydro | Personnel or Procedural Errors | Personnel or Procedural Errors |  | 9910 | Maintenance personnel error
650 | Fluidized Bed | Personnel or Procedural Errors | Personnel or Procedural Errors |  | 9910 | Maintenance personnel error
800 | Miscellaneous | Personnel or Procedural Errors | Personnel or Procedural Errors |  | 9910 | Maintenance personnel error
810 | Multi-boiler/Multi-turbine | Personnel or Procedural Errors | Personnel or Procedural Errors |  | 9910 | Maintenance personnel error
830 | Geothermal | Personnel or Procedural Errors | Personnel or Procedural Errors |  | 9910 | Maintenance personnel error
850 | Combined Cycle Block | Personnel or Procedural Errors | Personnel or Procedural Errors |  | 9910 | Maintenance personnel error
851 | CC GT units | Personnel or Procedural Errors | Personnel or Procedural Errors |  | 9910 | Maintenance personnel error
852 | CC steam units | Personnel or Procedural Errors | Personnel or Procedural Errors |  | 9910 | Maintenance personnel error
860 | Co-generator Block | Personnel or Procedural Errors | Personnel or Procedural Errors |  | 9910 | Maintenance personnel error
861 | CoG GT units | Personnel or Procedural Errors | Personnel or Procedural Errors |  | 9910 | Maintenance personnel error
862 | CoG steam units | Personnel or Procedural Errors | Personnel or Procedural Errors |  | 9910 | Maintenance personnel error
100 | Fossil-Steam | Personnel or Procedural Errors | Personnel or Procedural Errors |  | 9920 | Contractor error
200 | Nuclear | Personnel or Procedural Errors | Personnel or Procedural Errors |  | 9920 | Contractor error
300 | Gas Turbine/Jet Engine (Simple Cycle Operation) | Personnel or Procedural Errors | Personnel or Procedural Errors |  | 9920 | Contractor error
400 | Internal Combustion/Reciprocating Engines | Personnel or Procedural Errors | Personnel or Procedural Errors |  | 9920 | Contractor error
500 | Pumped Storage/Hydro | Personnel or Procedural Errors | Personnel or Procedural Errors |  | 9920 | Contractor error
650 | Fluidized Bed | Personnel or Procedural Errors | Personnel or Procedural Errors |  | 9920 | Contractor error
800 | Miscellaneous | Personnel or Procedural Errors | Personnel or Procedural Errors |  | 9920 | Contractor error
810 | Multi-boiler/Multi-turbine | Personnel or Procedural Errors | Personnel or Procedural Errors |  | 9920 | Contractor error
830 | Geothermal | Personnel or Procedural Errors | Personnel or Procedural Errors |  | 9920 | Contractor error
850 | Combined Cycle Block | Personnel or Procedural Errors | Personnel or Procedural Errors |  | 9920 | Contractor error
851 | CC GT units | Personnel or Procedural Errors | Personnel or Procedural Errors |  | 9920 | Contractor error
852 | CC steam units | Personnel or Procedural Errors | Personnel or Procedural Errors |  | 9920 | Contractor error
860 | Co-generator Block | Personnel or Procedural Errors | Personnel or Procedural Errors |  | 9920 | Contractor error
861 | CoG GT units | Personnel or Procedural Errors | Personnel or Procedural Errors |  | 9920 | Contractor error
862 | CoG steam units | Personnel or Procedural Errors | Personnel or Procedural Errors |  | 9920 | Contractor error
100 | Fossil-Steam | Personnel or Procedural Errors | Personnel or Procedural Errors |  | 9930 | Operating procedure error
200 | Nuclear | Personnel or Procedural Errors | Personnel or Procedural Errors |  | 9930 | Operating procedure error
300 | Gas Turbine/Jet Engine (Simple Cycle Operation) | Personnel or Procedural Errors | Personnel or Procedural Errors |  | 9930 | Operating procedure error
400 | Internal Combustion/Reciprocating Engines | Personnel or Procedural Errors | Personnel or Procedural Errors |  | 9930 | Operating procedure error
500 | Pumped Storage/Hydro | Personnel or Procedural Errors | Personnel or Procedural Errors |  | 9930 | Operating procedure error
650 | Fluidized Bed | Personnel or Procedural Errors | Personnel or Procedural Errors |  | 9930 | Operating procedure error
800 | Miscellaneous | Personnel or Procedural Errors | Personnel or Procedural Errors |  | 9930 | Operating procedure error
810 | Multi-boiler/Multi-turbine | Personnel or Procedural Errors | Personnel or Procedural Errors |  | 9930 | Operating procedure error
830 | Geothermal | Personnel or Procedural Errors | Personnel or Procedural Errors |  | 9930 | Operating procedure error
850 | Combined Cycle Block | Personnel or Procedural Errors | Personnel or Procedural Errors |  | 9930 | Operating procedure error
851 | CC GT units | Personnel or Procedural Errors | Personnel or Procedural Errors |  | 9930 | Operating procedure error
852 | CC steam units | Personnel or Procedural Errors | Personnel or Procedural Errors |  | 9930 | Operating procedure error
860 | Co-generator Block | Personnel or Procedural Errors | Personnel or Procedural Errors |  | 9930 | Operating procedure error
861 | CoG GT units | Personnel or Procedural Errors | Personnel or Procedural Errors |  | 9930 | Operating procedure error
862 | CoG steam units | Personnel or Procedural Errors | Personnel or Procedural Errors |  | 9930 | Operating procedure error
100 | Fossil-Steam | Personnel or Procedural Errors | Personnel or Procedural Errors |  | 9940 | Maintenance procedure error
200 | Nuclear | Personnel or Procedural Errors | Personnel or Procedural Errors |  | 9940 | Maintenance procedure error
300 | Gas Turbine/Jet Engine (Simple Cycle Operation) | Personnel or Procedural Errors | Personnel or Procedural Errors |  | 9940 | Maintenance procedure error
400 | Internal Combustion/Reciprocating Engines | Personnel or Procedural Errors | Personnel or Procedural Errors |  | 9940 | Maintenance procedure error
500 | Pumped Storage/Hydro | Personnel or Procedural Errors | Personnel or Procedural Errors |  | 9940 | Maintenance procedure error
650 | Fluidized Bed | Personnel or Procedural Errors | Personnel or Procedural Errors |  | 9940 | Maintenance procedure error
800 | Miscellaneous | Personnel or Procedural Errors | Personnel or Procedural Errors |  | 9940 | Maintenance procedure error
810 | Multi-boiler/Multi-turbine | Personnel or Procedural Errors | Personnel or Procedural Errors |  | 9940 | Maintenance procedure error
830 | Geothermal | Personnel or Procedural Errors | Personnel or Procedural Errors |  | 9940 | Maintenance procedure error
850 | Combined Cycle Block | Personnel or Procedural Errors | Personnel or Procedural Errors |  | 9940 | Maintenance procedure error
851 | CC GT units | Personnel or Procedural Errors | Personnel or Procedural Errors |  | 9940 | Maintenance procedure error
852 | CC steam units | Personnel or Procedural Errors | Personnel or Procedural Errors |  | 9940 | Maintenance procedure error
860 | Co-generator Block | Personnel or Procedural Errors | Personnel or Procedural Errors |  | 9940 | Maintenance procedure error
861 | CoG GT units | Personnel or Procedural Errors | Personnel or Procedural Errors |  | 9940 | Maintenance procedure error
862 | CoG steam units | Personnel or Procedural Errors | Personnel or Procedural Errors |  | 9940 | Maintenance procedure error
100 | Fossil-Steam | Personnel or Procedural Errors | Personnel or Procedural Errors |  | 9950 | Contractor procedure error
200 | Nuclear | Personnel or Procedural Errors | Personnel or Procedural Errors |  | 9950 | Contractor procedure error
300 | Gas Turbine/Jet Engine (Simple Cycle Operation) | Personnel or Procedural Errors | Personnel or Procedural Errors |  | 9950 | Contractor procedure error
400 | Internal Combustion/Reciprocating Engines | Personnel or Procedural Errors | Personnel or Procedural Errors |  | 9950 | Contractor procedure error
500 | Pumped Storage/Hydro | Personnel or Procedural Errors | Personnel or Procedural Errors |  | 9950 | Contractor procedure error
650 | Fluidized Bed | Personnel or Procedural Errors | Personnel or Procedural Errors |  | 9950 | Contractor procedure error
800 | Miscellaneous | Personnel or Procedural Errors | Personnel or Procedural Errors |  | 9950 | Contractor procedure error
810 | Multi-boiler/Multi-turbine | Personnel or Procedural Errors | Personnel or Procedural Errors |  | 9950 | Contractor procedure error
830 | Geothermal | Personnel or Procedural Errors | Personnel or Procedural Errors |  | 9950 | Contractor procedure error
850 | Combined Cycle Block | Personnel or Procedural Errors | Personnel or Procedural Errors |  | 9950 | Contractor procedure error
851 | CC GT units | Personnel or Procedural Errors | Personnel or Procedural Errors |  | 9950 | Contractor procedure error
852 | CC steam units | Personnel or Procedural Errors | Personnel or Procedural Errors |  | 9950 | Contractor procedure error
860 | Co-generator Block | Personnel or Procedural Errors | Personnel or Procedural Errors |  | 9950 | Contractor procedure error
861 | CoG GT units | Personnel or Procedural Errors | Personnel or Procedural Errors |  | 9950 | Contractor procedure error
862 | CoG steam units | Personnel or Procedural Errors | Personnel or Procedural Errors |  | 9950 | Contractor procedure error
100 | Fossil-Steam | Personnel or Procedural Errors | Personnel or Procedural Errors |  | 9960 | Staff shortage
200 | Nuclear | Personnel or Procedural Errors | Personnel or Procedural Errors |  | 9960 | Staff shortage
300 | Gas Turbine/Jet Engine (Simple Cycle Operation) | Personnel or Procedural Errors | Personnel or Procedural Errors |  | 9960 | Staff shortage
400 | Internal Combustion/Reciprocating Engines | Personnel or Procedural Errors | Personnel or Procedural Errors |  | 9960 | Staff shortage
500 | Pumped Storage/Hydro | Personnel or Procedural Errors | Personnel or Procedural Errors |  | 9960 | Staff shortage
650 | Fluidized Bed | Personnel or Procedural Errors | Personnel or Procedural Errors |  | 9960 | Staff shortage
800 | Miscellaneous | Personnel or Procedural Errors | Personnel or Procedural Errors |  | 9960 | Staff shortage
810 | Multi-boiler/Multi-turbine | Personnel or Procedural Errors | Personnel or Procedural Errors |  | 9960 | Staff shortage
830 | Geothermal | Personnel or Procedural Errors | Personnel or Procedural Errors |  | 9960 | Staff shortage
850 | Combined Cycle Block | Personnel or Procedural Errors | Personnel or Procedural Errors |  | 9960 | Staff shortage
851 | CC GT units | Personnel or Procedural Errors | Personnel or Procedural Errors |  | 9960 | Staff shortage
852 | CC steam units | Personnel or Procedural Errors | Personnel or Procedural Errors |  | 9960 | Staff shortage
860 | Co-generator Block | Personnel or Procedural Errors | Personnel or Procedural Errors |  | 9960 | Staff shortage
861 | CoG GT units | Personnel or Procedural Errors | Personnel or Procedural Errors |  | 9960 | Staff shortage
862 | CoG steam units | Personnel or Procedural Errors | Personnel or Procedural Errors |  | 9960 | Staff shortage
100 | Fossil-Steam | Inactive States | Inactive States |  | 9990 | Retired unit
200 | Nuclear | Inactive States | Inactive States |  | 9990 | Retired unit
300 | Gas Turbine/Jet Engine (Simple Cycle Operation) | Inactive States | Inactive States |  | 9990 | Retired unit
400 | Internal Combustion/Reciprocating Engines | Inactive States | Inactive States |  | 9990 | Retired unit
500 | Pumped Storage/Hydro | Inactive States | Inactive States |  | 9990 | Retired unit
650 | Fluidized Bed | Inactive States | Inactive States |  | 9990 | Retired unit
800 | Miscellaneous | Inactive States | Inactive States |  | 9990 | Retired unit
810 | Multi-boiler/Multi-turbine | Inactive States | Inactive States |  | 9990 | Retired unit
830 | Geothermal | Inactive States | Inactive States |  | 9990 | Retired unit
850 | Combined Cycle Block | Inactive States | Inactive States |  | 9990 | Retired unit
851 | CC GT units | Inactive States | Inactive States |  | 9990 | Retired unit
852 | CC steam units | Inactive States | Inactive States |  | 9990 | Retired unit
860 | Co-generator Block | Inactive States | Inactive States |  | 9990 | Retired unit
861 | CoG GT units | Inactive States | Inactive States |  | 9990 | Retired unit
862 | CoG steam units | Inactive States | Inactive States |  | 9990 | Retired unit
100 | Fossil-Steam | Inactive States | Inactive States |  | 9991 | Mothballed unit
200 | Nuclear | Inactive States | Inactive States |  | 9991 | Mothballed unit
300 | Gas Turbine/Jet Engine (Simple Cycle Operation) | Inactive States | Inactive States |  | 9991 | Mothballed unit
400 | Internal Combustion/Reciprocating Engines | Inactive States | Inactive States |  | 9991 | Mothballed unit
500 | Pumped Storage/Hydro | Inactive States | Inactive States |  | 9991 | Mothballed unit
650 | Fluidized Bed | Inactive States | Inactive States |  | 9991 | Mothballed unit
800 | Miscellaneous | Inactive States | Inactive States |  | 9991 | Mothballed unit
810 | Multi-boiler/Multi-turbine | Inactive States | Inactive States |  | 9991 | Mothballed unit
830 | Geothermal | Inactive States | Inactive States |  | 9991 | Mothballed unit
850 | Combined Cycle Block | Inactive States | Inactive States |  | 9991 | Mothballed unit
851 | CC GT units | Inactive States | Inactive States |  | 9991 | Mothballed unit
852 | CC steam units | Inactive States | Inactive States |  | 9991 | Mothballed unit
860 | Co-generator Block | Inactive States | Inactive States |  | 9991 | Mothballed unit
861 | CoG GT units | Inactive States | Inactive States |  | 9991 | Mothballed unit
862 | CoG steam units | Inactive States | Inactive States |  | 9991 | Mothballed unit
100 | Fossil-Steam | Performance | Performance |  | 9997 | NERC Reliability Standard Requirement
200 | Nuclear | Performance | Performance |  | 9997 | NERC Reliability Standard Requirement
300 | Gas Turbine/Jet Engine (Simple Cycle Operation) | Performance | Performance |  | 9997 | NERC Reliability Standard Requirement
400 | Internal Combustion/Reciprocating Engines | Performance | Performance |  | 9997 | NERC Reliability Standard Requirement
500 | Pumped Storage/Hydro | Performance | Performance |  | 9997 | NERC Reliability Standard Requirement
650 | Fluidized Bed | Performance | Performance |  | 9997 | NERC Reliability Standard Requirement
810 | Multi-boiler/Multi-turbine | Performance | Performance |  | 9997 | NERC Reliability Standard Requirement
830 | Geothermal | Performance | Performance |  | 9997 | NERC Reliability Standard Requirement
850 | Combined Cycle Block | Performance | Performance |  | 9997 | NERC Reliability Standard Requirement
851 | CC GT units | Performance | Performance |  | 9997 | NERC Reliability Standard Requirement
852 | CC steam units | Performance | Performance |  | 9997 | NERC Reliability Standard Requirement
860 | Co-generator Block | Performance | Performance |  | 9997 | NERC Reliability Standard Requirement
861 | CoG GT units | Performance | Performance |  | 9997 | NERC Reliability Standard Requirement
862 | CoG steam units | Performance | Performance |  | 9997 | NERC Reliability Standard Requirement
100 | Fossil-Steam | Performance | Performance |  | 9998 | Black start testing
200 | Nuclear | Performance | Performance |  | 9998 | Black start testing
300 | Gas Turbine/Jet Engine (Simple Cycle Operation) | Performance | Performance |  | 9998 | Black start testing
400 | Internal Combustion/Reciprocating Engines | Performance | Performance |  | 9998 | Black start testing
500 | Pumped Storage/Hydro | Performance | Performance |  | 9998 | Black start testing
650 | Fluidized Bed | Performance | Performance |  | 9998 | Black start testing
800 | Miscellaneous | Performance | Performance |  | 9998 | Black start testing
810 | Multi-boiler/Multi-turbine | Performance | Performance |  | 9998 | Black start testing
830 | Geothermal | Performance | Performance |  | 9998 | Black start testing
850 | Combined Cycle Block | Performance | Performance |  | 9998 | Black start testing
851 | CC GT units | Performance | Performance |  | 9998 | Black start testing
852 | CC steam units | Performance | Performance |  | 9998 | Black start testing
860 | Co-generator Block | Performance | Performance |  | 9998 | Black start testing
861 | CoG GT units | Performance | Performance |  | 9998 | Black start testing
862 | CoG steam units | Performance | Performance |  | 9998 | Black start testing
100 | Fossil-Steam | Performance | Performance |  | 9999 | Total unit performance testing (use appropriate codes for individual component testing)
200 | Nuclear | Performance | Performance |  | 9999 | Total unit performance testing (use appropriate codes for individual component testing)
300 | Gas Turbine/Jet Engine (Simple Cycle Operation) | Performance | Performance |  | 9999 | Total unit performance testing (use appropriate codes for individual component testing)
400 | Internal Combustion/Reciprocating Engines | Performance | Performance |  | 9999 | Total unit performance testing (use appropriate codes for individual component testing)
500 | Pumped Storage/Hydro | Performance | Performance |  | 9999 | Total unit performance testing (use appropriate codes for individual component testing)
650 | Fluidized Bed | Performance | Performance |  | 9999 | Total unit performance testing (use appropriate codes for individual component testing)
800 | Miscellaneous | Performance | Performance |  | 9999 | Total unit performance testing (use appropriate codes for individual component testing)
810 | Multi-boiler/Multi-turbine | Performance | Performance |  | 9999 | Total unit performance testing (use appropriate codes for individual component testing)
830 | Geothermal | Performance | Performance |  | 9999 | Total unit performance testing (use appropriate codes for individual component testing)
850 | Combined Cycle Block | Performance | Performance |  | 9999 | Total unit performance testing (use appropriate codes for individual component testing)
851 | CC GT units | Performance | Performance |  | 9999 | Total unit performance testing (use appropriate codes for individual component testing)
852 | CC steam units | Performance | Performance |  | 9999 | Total unit performance testing (use appropriate codes for individual component testing)
860 | Co-generator Block | Performance | Performance |  | 9999 | Total unit performance testing (use appropriate codes for individual component testing)
861 | CoG GT units | Performance | Performance |  | 9999 | Total unit performance testing (use appropriate codes for individual component testing)
862 | CoG steam units | Performance | Performance |  | 9999 | Total unit performance testing (use appropriate codes for individual component testing)