{"text_format":"1","workbook":"xlsx","n_sheets":20,"sheets":["Data","Entry Data","IPFR","Evaluation","Graph 12 to 24s","Graph 18 to 30s","Graph 20 to 40s","Graph 18 to 52s","Graph 20 to 52s","Sustained Graph","Form 1 Summary Data","Instructions","Adj Graph JOU","Adj Graph NCL","Adj Graph PmpHyd","Adj Graph RampGen","Adj Graph MWper0.1Hz","Adj Graph ContingentBA","BA LoadDampening","BA FRO"],"not_rendered":{"charts":16,"images":0,"macros":1,"external_links":0,"defined_names":0,"comments":1,"pivot_tables":0},"unopened":[],"bounds":{"document_bytes":16777216,"sheet_cells":100000,"rows_first":2000,"rows_last":500,"rows_between":2000,"halvings":0,"cell_chars":16384,"cell_head_chars":4096},"cells_cut":0,"cells_raw":0,"read":"whole","date_system":"1900"}

{"sheet":"Data","index":0,"n_rows":1806,"n_cols":11,"rows_kept":1806,"cut":false,"hidden":false,"merged":[]}
[null,null,null,"JOU","Non-",null,null,"Transferred","Contingent"]
[null,null,"Total","Dynamic","Conforming","Pumped","Ramping","Frequency","BA","BA","BA"]
[null,null,"Lost","Schedules","Load","Hydro","Units","Response","Lost Generation","Bias","Load"]
["mm/dd/yy hh:mm:ss","Frequency","Generation","n/a","Load (-)","Load (-) Gen (+)","n/a","n/a","n/a","Setting"]
["Time (T)","Hz","MW",null,"MW","MW",null,null,null,"MW/0.1 Hz","MW"]
["2009-10-12T02:12:00",59.979999542236328,633,null,-351.36151123046875,0,null,null,null,-653,7500]
["2009-10-12T02:12:02",59.980998992919922,633,null,-351.36151123046875,0,null,null,null,-653,7500.33]
["2009-10-12T02:12:04",59.979999542236328,633,null,-351.36151123046875,0,null,null,null,-653,7500.66]
["2009-10-12T02:12:06",59.980998992919922,633,null,-357.947509765625,0,null,null,null,-653,7500.99]
["2009-10-12T02:12:08",59.979999542236328,633,null,-357.947509765625,0,null,null,null,-653,7501.32]
["2009-10-12T02:12:10",59.979999542236328,633,null,-357.947509765625,0,null,null,null,-653,7501.65]
["2009-10-12T02:12:12",59.981998443603516,633,null,-357.947509765625,0,null,null,null,-653,7501.98]
["2009-10-12T02:12:14",59.980998992919922,633,null,-357.947509765625,0,null,null,null,-653,7502.31]
["2009-10-12T02:12:16",59.979000091552734,633,null,-360.2347412109375,0,null,null,null,-653,7502.64]
["2009-10-12T02:12:18",59.980998992919922,633,null,-360.2347412109375,0,null,null,null,-653,7502.97]
["2009-10-12T02:12:20",59.981998443603516,633,null,-360.2347412109375,0,null,null,null,-653,7503.3]
["2009-10-12T02:12:22",59.979000091552734,633,null,-360.2347412109375,0,null,null,null,-653,7503.63]
["2009-10-12T02:12:24",59.979000091552734,633,null,-360.2347412109375,0,null,null,null,-653,7503.96]
["2009-10-12T02:12:26",59.979999542236328,633,null,-346.52587890625,0,null,null,null,-653,7504.29]
["2009-10-12T02:12:28",59.979999542236328,633,null,-346.52587890625,0,null,null,null,-653,7504.62]
["2009-10-12T02:12:30",59.983001708984375,633,null,-346.52587890625,0,null,null,null,-653,7504.95]
["2009-10-12T02:12:32",59.986000061035156,633,null,-346.52587890625,0,null,null,null,-653,7505.28]
["2009-10-12T02:12:34",59.986000061035156,633,null,-346.52587890625,0,null,null,null,-653,7505.61]
["2009-10-12T02:12:36",59.979999542236328,633,null,-296.443359375,0,null,null,null,-653,7505.94]
["2009-10-12T02:12:38",59.976001739501953,633,null,-296.443359375,0,null,null,null,-653,7506.27]
["2009-10-12T02:12:40",59.974998474121094,633,null,-296.443359375,0,null,null,null,-653,7506.6]
["2009-10-12T02:12:42",59.979000091552734,633,null,-296.443359375,0,null,null,null,-653,7506.93]
["2009-10-12T02:12:44",59.980998992919922,633,null,-296.443359375,0,null,null,null,-653,7507.26]
["2009-10-12T02:12:46",59.981998443603516,633,null,-341.0611572265625,0,null,null,null,-653,7507.59]
["2009-10-12T02:12:48",59.98699951171875,633,null,-341.0611572265625,0,null,null,null,-653,7507.92]
["2009-10-12T02:12:50",59.990001678466797,633,null,-341.0611572265625,0,null,null,null,-653,7508.25]
["2009-10-12T02:12:52",59.993000030517578,633,null,-341.0611572265625,0,null,null,null,-653,7508.58]
["2009-10-12T02:12:54",59.993999481201172,633,null,-341.0611572265625,0,null,null,null,-653,7508.91]
["2009-10-12T02:12:56",59.994998931884766,633,null,-322.8262939453125,0,null,null,null,-653,7509.24]
["2009-10-12T02:12:58",59.994998931884766,633,null,-322.8262939453125,0,null,null,null,-653,7509.57]
["2009-10-12T02:13:00",59.994998931884766,633,null,-322.8262939453125,0,null,null,null,-653,7509.9]
["2009-10-12T02:13:02",59.994998931884766,633,null,-322.8262939453125,0,null,null,null,-653,7510.23]
["2009-10-12T02:13:04",59.994998931884766,633,null,-322.8262939453125,0,null,null,null,-653,7510.56]
["2009-10-12T02:13:06",59.993999481201172,633,null,-321.54440307617187,0,null,null,null,-653,7510.89]
["2009-10-12T02:13:08",59.993999481201172,633,null,-321.54440307617187,0,null,null,null,-653,7511.22]
["2009-10-12T02:13:10",59.994998931884766,633,null,-321.54440307617187,0,null,null,null,-653,7511.55]
["2009-10-12T02:13:12",59.997001647949219,633,null,-321.54440307617187,0,null,null,null,-653,7511.88]
["2009-10-12T02:13:14",60.000999450683594,633,null,-321.54440307617187,0,null,null,null,-653,7512.21]
["2009-10-12T02:13:16",60.001998901367188,633,null,-362.13626098632812,0,null,null,null,-653,7512.54]
["2009-10-12T02:13:18",60.000999450683594,633,null,-362.13626098632812,0,null,null,null,-653,7512.87]
["2009-10-12T02:13:20",60.002998352050781,633,null,-362.13626098632812,0,null,null,null,-653,7513.2]
["2009-10-12T02:13:22",60.002998352050781,633,null,-362.13626098632812,0,null,null,null,-653,7513.53]
["2009-10-12T02:13:24",60.005001068115234,633,null,-362.13626098632812,0,null,null,null,-653,7513.86]
["2009-10-12T02:13:26",60.002998352050781,633,null,-336.31179809570312,0,null,null,null,-653,7514.19]
["2009-10-12T02:13:28",60,633,null,-336.31179809570312,0,null,null,null,-653,7514.52]
["2009-10-12T02:13:30",60.000999450683594,633,null,-336.31179809570312,0,null,null,null,-653,7514.85]
["2009-10-12T02:13:32",60.002998352050781,633,null,-336.31179809570312,0,null,null,null,-653,7515.18]
["2009-10-12T02:13:34",60.004001617431641,633,null,-336.31179809570312,0,null,null,null,-653,7515.51]
["2009-10-12T02:13:36",60.005001068115234,633,null,-316.44305419921875,0,null,null,null,-653,7515.84]
["2009-10-12T02:13:38",60.000999450683594,633,null,-316.44305419921875,0,null,null,null,-653,7516.17]
["2009-10-12T02:13:40",59.999000549316406,633,null,-316.44305419921875,0,null,null,null,-653,7516.5]
["2009-10-12T02:13:42",60.000999450683594,633,null,-316.44305419921875,0,null,null,null,-653,7516.83]
["2009-10-12T02:13:44",60.004001617431641,633,null,-316.44305419921875,0,null,null,null,-653,7517.16]
["2009-10-12T02:13:46",60.004001617431641,633,null,-325.46429443359375,0,null,null,null,-653,7517.49]
["2009-10-12T02:13:48",60.004001617431641,633,null,-325.46429443359375,0,null,null,null,-653,7517.82]
["2009-10-12T02:13:50",60.004001617431641,633,null,-325.46429443359375,0,null,null,null,-653,7518.15]
["2009-10-12T02:13:52",60.005001068115234,633,null,-325.46429443359375,0,null,null,null,-653,7518.48]
["2009-10-12T02:13:54",60.002998352050781,633,null,-325.46429443359375,0,null,null,null,-653,7518.81]
["2009-10-12T02:13:56",60.001998901367188,633,null,-336.61416625976562,0,null,null,null,-653,7519.14]
["2009-10-12T02:13:58",60.002998352050781,633,null,-336.61416625976562,0,null,null,null,-653,7519.47]
["2009-10-12T02:14:00",60.000999450683594,633,null,-336.61416625976562,0,null,null,null,-653,7519.8]
["2009-10-12T02:14:02",59.999000549316406,633,null,-336.61416625976562,0,null,null,null,-653,7520.13]
["2009-10-12T02:14:04",59.999000549316406,633,null,-336.61416625976562,0,null,null,null,-653,7520.46]
["2009-10-12T02:14:06",59.997001647949219,633,null,-316.72616577148437,0,null,null,null,-653,7520.79]
["2009-10-12T02:14:08",59.998001098632813,633,null,-316.72616577148437,0,null,null,null,-653,7521.12]
["2009-10-12T02:14:10",59.995998382568359,633,null,-316.72616577148437,0,null,null,null,-653,7521.45]
["2009-10-12T02:14:12",59.994998931884766,633,null,-316.72616577148437,0,null,null,null,-653,7521.78]
["2009-10-12T02:14:14",59.993000030517578,633,null,-316.72616577148437,0,null,null,null,-653,7522.11]
["2009-10-12T02:14:16",59.993000030517578,633,null,-320.19552612304687,0,null,null,null,-653,7522.44]
["2009-10-12T02:14:18",59.995998382568359,633,null,-320.19552612304687,0,null,null,null,-653,7522.77]
["2009-10-12T02:14:20",59.999000549316406,633,null,-320.19552612304687,0,null,null,null,-653,7523.1]
["2009-10-12T02:14:22",60.000999450683594,633,null,-320.19552612304687,0,null,null,null,-653,7523.43]
["2009-10-12T02:14:24",60.005001068115234,633,null,-320.19552612304687,0,null,null,null,-653,7523.76]
["2009-10-12T02:14:26",60.006999969482422,633,null,-341.86614990234375,0,null,null,null,-653,7524.09]
["2009-10-12T02:14:28",60.006999969482422,633,null,-341.86614990234375,0,null,null,null,-653,7524.42]
["2009-10-12T02:14:30",60.005001068115234,633,null,-341.86614990234375,0,null,null,null,-653,7524.75]
["2009-10-12T02:14:32",60.001998901367188,633,null,-341.86614990234375,0,null,null,null,-653,7525.08]
["2009-10-12T02:14:34",59.999000549316406,633,null,-341.86614990234375,0,null,null,null,-653,7525.41]
["2009-10-12T02:14:36",59.997001647949219,633,null,-348.59783935546875,0,null,null,null,-653,7525.74]
["2009-10-12T02:14:38",59.999000549316406,633,null,-348.59783935546875,0,null,null,null,-653,7526.07]
["2009-10-12T02:14:40",60.001998901367188,633,null,-348.59783935546875,0,null,null,null,-653,7526.4]
["2009-10-12T02:14:42",60.006999969482422,633,null,-348.59783935546875,0,null,null,null,-653,7526.73]
["2009-10-12T02:14:44",60.009998321533203,633,null,-348.59783935546875,0,null,null,null,-653,7527.06]
["2009-10-12T02:14:46",60.011001586914063,633,null,-329.08502197265625,0,null,null,null,-653,7527.39]
["2009-10-12T02:14:48",60.008998870849609,633,null,-329.08502197265625,0,null,null,null,-653,7527.72]
["2009-10-12T02:14:50",60.002998352050781,633,null,-329.08502197265625,0,null,null,null,-653,7528.05]
["2009-10-12T02:14:52",59.997001647949219,633,null,-329.08502197265625,0,null,null,null,-653,7528.38]
["2009-10-12T02:14:54",59.994998931884766,633,null,-329.08502197265625,0,null,null,null,-653,7528.71]
["2009-10-12T02:14:56",59.993999481201172,633,null,-342.41824340820312,0,null,null,null,-653,7529.04]
["2009-10-12T02:14:58",59.993999481201172,633,null,-342.41824340820312,0,null,null,null,-653,7529.37]
["2009-10-12T02:15:00",60,633,null,-342.41824340820312,0,null,null,null,-653,7529.7]
["2009-10-12T02:15:02",60.000999450683594,633,null,-342.41824340820312,0,null,null,null,-653,7530.03]
["2009-10-12T02:15:04",59.998001098632813,633,null,-342.41824340820312,0,null,null,null,-653,7530.36]
["2009-10-12T02:15:06",59.998001098632813,633,null,-338.79464721679687,0,null,null,null,-653,7530.69]
["2009-10-12T02:15:08",59.994998931884766,633,null,-338.79464721679687,0,null,null,null,-653,7531.02]
["2009-10-12T02:15:10",59.992000579833984,633,null,-338.79464721679687,0,null,null,null,-653,7531.35]
["2009-10-12T02:15:12",59.986000061035156,633,null,-338.79464721679687,0,null,null,null,-653,7531.68]
["2009-10-12T02:15:14",59.986000061035156,633,null,-338.79464721679687,0,null,null,null,-653,7532.01]
["2009-10-12T02:15:16",59.986000061035156,633,null,-335.93099975585937,0,null,null,null,-653,7532.34]
["2009-10-12T02:15:18",59.987998962402344,633,null,-335.93099975585937,0,null,null,null,-653,7532.67]
["2009-10-12T02:15:20",59.988998413085937,633,null,-335.93099975585937,0,null,null,null,-653,7533]
["2009-10-12T02:15:22",59.987998962402344,633,null,-335.93099975585937,0,null,null,null,-653,7533.33]
["2009-10-12T02:15:24",59.98699951171875,633,null,-335.93099975585937,0,null,null,null,-653,7533.66]
["2009-10-12T02:15:26",59.985000610351563,633,null,-339.71240234375,0,null,null,null,-653,7533.99]
["2009-10-12T02:15:28",59.984001159667969,633,null,-339.71240234375,0,null,null,null,-653,7534.32]
["2009-10-12T02:15:30",59.983001708984375,633,null,-339.71240234375,0,null,null,null,-653,7534.65]
["2009-10-12T02:15:32",59.981998443603516,633,null,-339.71240234375,0,null,null,null,-653,7534.98]
["2009-10-12T02:15:34",59.984001159667969,633,null,-339.71240234375,0,null,null,null,-653,7535.31]
["2009-10-12T02:15:36",59.984001159667969,633,null,-332.024658203125,0,null,null,null,-653,7535.64]
["2009-10-12T02:15:38",59.985000610351563,633,null,-332.024658203125,0,null,null,null,-653,7535.97]
["2009-10-12T02:15:40",59.986000061035156,633,null,-332.024658203125,0,null,null,null,-653,7536.3]
["2009-10-12T02:15:42",59.98699951171875,633,null,-332.024658203125,0,null,null,null,-653,7536.63]
["2009-10-12T02:15:44",59.990001678466797,633,null,-332.024658203125,0,null,null,null,-653,7536.96]
["2009-10-12T02:15:46",59.990001678466797,633,null,-330.759033203125,0,null,null,null,-653,7537.29]
["2009-10-12T02:15:48",59.98699951171875,633,null,-330.759033203125,0,null,null,null,-653,7537.62]
["2009-10-12T02:15:50",59.983001708984375,633,null,-330.759033203125,0,null,null,null,-653,7537.95]
["2009-10-12T02:15:52",59.979999542236328,633,null,-330.759033203125,0,null,null,null,-653,7538.28]
["2009-10-12T02:15:54",59.979000091552734,633,null,-330.759033203125,0,null,null,null,-653,7538.61]
["2009-10-12T02:15:56",59.983001708984375,633,null,-323.41995239257812,0,null,null,null,-653,7538.94]
["2009-10-12T02:15:58",59.98699951171875,633,null,-323.41995239257812,0,null,null,null,-653,7539.27]
["2009-10-12T02:16:00",59.986000061035156,633,null,-323.41995239257812,0,null,null,null,-653,7539.6]
["2009-10-12T02:16:02",59.987998962402344,633,null,-323.41995239257812,0,null,null,null,-653,7539.93]
["2009-10-12T02:16:04",59.98699951171875,633,null,-323.41995239257812,0,null,null,null,-653,7540.26]
["2009-10-12T02:16:06",59.983001708984375,633,null,-342.35092163085937,0,null,null,null,-653,7540.59]
["2009-10-12T02:16:08",59.978000640869141,633,null,-342.35092163085937,0,null,null,null,-653,7540.92]
["2009-10-12T02:16:10",59.979000091552734,633,null,-342.35092163085937,0,null,null,null,-653,7541.25]
["2009-10-12T02:16:12",59.979000091552734,633,null,-342.35092163085937,0,null,null,null,-653,7541.58]
["2009-10-12T02:16:14",59.988998413085937,633,null,-342.35092163085937,0,null,null,null,-653,7541.91]
["2009-10-12T02:16:16",59.991001129150391,633,null,-345.08181762695312,0,null,null,null,-653,7542.24]
["2009-10-12T02:16:18",59.987998962402344,633,null,-345.08181762695312,0,null,null,null,-653,7542.57]
["2009-10-12T02:16:20",59.983001708984375,633,null,-345.08181762695312,0,null,null,null,-653,7542.9]
["2009-10-12T02:16:22",59.988998413085937,633,null,-345.08181762695312,0,null,null,null,-653,7543.23]
["2009-10-12T02:16:24",59.991001129150391,633,null,-345.08181762695312,0,null,null,null,-653,7543.56]
["2009-10-12T02:16:26",59.988998413085937,633,null,-346.53738403320312,0,null,null,null,-653,7543.89]
["2009-10-12T02:16:28",59.992000579833984,633,null,-346.53738403320312,0,null,null,null,-653,7544.22]
["2009-10-12T02:16:30",59.993000030517578,633,null,-346.53738403320312,0,null,null,null,-653,7544.55]
["2009-10-12T02:16:32",59.994998931884766,633,null,-346.53738403320312,0,null,null,null,-653,7544.88]
["2009-10-12T02:16:34",59.995998382568359,633,null,-346.53738403320312,0,null,null,null,-653,7545.21]
["2009-10-12T02:16:36",59.998001098632813,633,null,-342.90576171875,0,null,null,null,-653,7545.54]
["2009-10-12T02:16:38",59.998001098632813,633,null,-342.90576171875,0,null,null,null,-653,7545.87]
["2009-10-12T02:16:40",60,633,null,-342.90576171875,0,null,null,null,-653,7546.2]
["2009-10-12T02:16:42",59.999000549316406,633,null,-342.90576171875,0,null,null,null,-653,7546.53]
["2009-10-12T02:16:44",59.994998931884766,633,null,-342.90576171875,0,null,null,null,-653,7546.86]
["2009-10-12T02:16:46",59.991001129150391,633,null,-340.09439086914063,0,null,null,null,-653,7547.19]
["2009-10-12T02:16:48",59.992000579833984,633,null,-340.09439086914063,0,null,null,null,-653,7547.52]
["2009-10-12T02:16:50",59.994998931884766,633,null,-340.09439086914063,0,null,null,null,-653,7547.85]
["2009-10-12T02:16:52",59.998001098632813,633,null,-340.09439086914063,0,null,null,null,-653,7548.18]
["2009-10-12T02:16:54",60.000999450683594,633,null,-340.09439086914063,0,null,null,null,-653,7548.51]
["2009-10-12T02:16:56",60.002998352050781,633,null,-342.77117919921875,0,null,null,null,-653,7548.84]
["2009-10-12T02:16:58",60.006000518798828,633,null,-342.77117919921875,0,null,null,null,-653,7549.17]
["2009-10-12T02:17:00",60.008998870849609,633,null,-342.77117919921875,0,null,null,null,-653,7549.5]
["2009-10-12T02:17:02",60.008998870849609,633,null,-342.77117919921875,0,null,null,null,-653,7549.83]
["2009-10-12T02:17:04",60.011001586914063,633,null,-342.77117919921875,0,null,null,null,-653,7550.16]
["2009-10-12T02:17:06",60.012001037597656,633,null,-342.909912109375,0,null,null,null,-653,7550.49]
["2009-10-12T02:17:08",60.011001586914063,633,null,-342.909912109375,0,null,null,null,-653,7550.82]
["2009-10-12T02:17:10",60.009998321533203,633,null,-342.909912109375,0,null,null,null,-653,7551.15]
["2009-10-12T02:17:12",60.007999420166016,633,null,-342.909912109375,0,null,null,null,-653,7551.48]
["2009-10-12T02:17:14",60.006999969482422,633,null,-342.909912109375,0,null,null,null,-653,7551.81]
["2009-10-12T02:17:16",60.011001586914063,633,null,-343.2860107421875,0,null,null,null,-653,7552.14]
["2009-10-12T02:17:18",60.012001037597656,633,null,-343.2860107421875,0,null,null,null,-653,7552.47]
["2009-10-12T02:17:20",60.01300048828125,633,null,-343.2860107421875,0,null,null,null,-653,7552.8]
["2009-10-12T02:17:22",60.009998321533203,633,null,-343.2860107421875,0,null,null,null,-653,7553.13]
["2009-10-12T02:17:24",60.009998321533203,633,null,-343.2860107421875,0,null,null,null,-653,7553.46]
["2009-10-12T02:17:26",60.006999969482422,633,null,-331.85296630859375,0,null,null,null,-653,7553.79]
["2009-10-12T02:17:28",60.008998870849609,633,null,-331.85296630859375,0,null,null,null,-653,7554.12]
["2009-10-12T02:17:30",60.008998870849609,633,null,-331.85296630859375,0,null,null,null,-653,7554.45]
["2009-10-12T02:17:32",60.006000518798828,633,null,-331.85296630859375,0,null,null,null,-653,7554.78]
["2009-10-12T02:17:34",60.006000518798828,633,null,-331.85296630859375,0,null,null,null,-653,7555.11]
["2009-10-12T02:17:36",60.008998870849609,633,null,-329.98822021484375,0,null,null,null,-653,7555.44]
["2009-10-12T02:17:38",60.008998870849609,633,null,-329.98822021484375,0,null,null,null,-653,7555.77]
["2009-10-12T02:17:40",60.007999420166016,633,null,-329.98822021484375,0,null,null,null,-653,7556.1]
["2009-10-12T02:17:42",60.008998870849609,633,null,-329.98822021484375,0,null,null,null,-653,7556.43]
["2009-10-12T02:17:44",60.008998870849609,633,null,-329.98822021484375,0,null,null,null,-653,7556.76]
["2009-10-12T02:17:46",60.005001068115234,633,null,-255.44416809082031,0,null,null,null,-653,7557.09]
["2009-10-12T02:17:48",60.004001617431641,633,null,-255.44416809082031,0,null,null,null,-653,7557.42]
["2009-10-12T02:17:50",60.000999450683594,633,null,-255.44416809082031,0,null,null,null,-653,7557.75]
["2009-10-12T02:17:52",59.999000549316406,633,null,-255.44416809082031,0,null,null,null,-653,7558.08]
["2009-10-12T02:17:54",59.993000030517578,633,null,-255.44416809082031,0,null,null,null,-653,7558.41]
["2009-10-12T02:17:56",59.991001129150391,633,null,-254.83830261230469,0,null,null,null,-653,7558.74]
["2009-10-12T02:17:58",59.993999481201172,633,null,-254.83830261230469,0,null,null,null,-653,7559.07]
["2009-10-12T02:18:00",59.992000579833984,633,null,-254.83830261230469,0,null,null,null,-653,7559.4]
["2009-10-12T02:18:02",59.993999481201172,633,null,-254.83830261230469,0,null,null,null,-653,7559.73]
["2009-10-12T02:18:04",59.992000579833984,633,null,-254.83830261230469,0,null,null,null,-653,7560.06]
["2009-10-12T02:18:06",59.993999481201172,633,null,-257.14697265625,0,null,null,null,-653,7560.39]
["2009-10-12T02:18:08",59.994998931884766,633,null,-257.14697265625,0,null,null,null,-653,7560.72]
["2009-10-12T02:18:10",59.993000030517578,633,null,-257.14697265625,0,null,null,null,-653,7561.05]
["2009-10-12T02:18:12",59.990001678466797,633,null,-257.14697265625,0,null,null,null,-653,7561.38]
["2009-10-12T02:18:14",59.990001678466797,633,null,-257.14697265625,0,null,null,null,-653,7561.71]
["2009-10-12T02:18:16",59.98699951171875,633,null,-262.28936767578125,0,null,null,null,-653,7562.04]
["2009-10-12T02:18:18",59.983001708984375,633,null,-262.28936767578125,0,null,null,null,-653,7562.37]
["2009-10-12T02:18:20",59.977001190185547,633,null,-262.28936767578125,0,null,null,null,-653,7562.7]
["2009-10-12T02:18:22",59.977001190185547,633,null,-262.28936767578125,0,null,null,null,-653,7563.03]
["2009-10-12T02:18:24",59.988998413085937,633,null,-262.28936767578125,0,null,null,null,-653,7563.36]
["2009-10-12T02:18:26",59.994998931884766,633,null,-256.64794921875,0,null,null,null,-653,7563.69]
["2009-10-12T02:18:28",59.999000549316406,633,null,-256.64794921875,0,null,null,null,-653,7564.02]
["2009-10-12T02:18:30",59.993999481201172,633,null,-256.64794921875,0,null,null,null,-653,7564.35]
["2009-10-12T02:18:32",59.988998413085937,633,null,-256.64794921875,0,null,null,null,-653,7564.68]
["2009-10-12T02:18:34",59.98699951171875,633,null,-256.64794921875,0,null,null,null,-653,7565.01]
["2009-10-12T02:18:36",59.986000061035156,633,null,-256.3072509765625,0,null,null,null,-653,7565.34]
["2009-10-12T02:18:38",59.984001159667969,633,null,-256.3072509765625,0,null,null,null,-653,7565.67]
["2009-10-12T02:18:40",59.983001708984375,633,null,-256.3072509765625,0,null,null,null,-653,7566]
["2009-10-12T02:18:42",59.985000610351563,633,null,-256.3072509765625,0,null,null,null,-653,7566.33]
["2009-10-12T02:18:44",59.986000061035156,633,null,-256.3072509765625,0,null,null,null,-653,7566.66]
["2009-10-12T02:18:46",59.985000610351563,633,null,-249.08639526367187,0,null,null,null,-653,7566.99]
["2009-10-12T02:18:48",59.986000061035156,633,null,-249.08639526367187,0,null,null,null,-653,7567.32]
["2009-10-12T02:18:50",59.979999542236328,633,null,-249.08639526367187,0,null,null,null,-653,7567.65]
["2009-10-12T02:18:52",59.980998992919922,633,null,-249.08639526367187,0,null,null,null,-653,7567.98]
["2009-10-12T02:18:54",59.980998992919922,633,null,-249.08639526367187,0,null,null,null,-653,7568.31]
["2009-10-12T02:18:56",59.988998413085937,633,null,-253.74247741699219,0,null,null,null,-653,7568.64]
["2009-10-12T02:18:58",59.998001098632813,633,null,-253.74247741699219,0,null,null,null,-653,7568.97]
["2009-10-12T02:19:00",60.006999969482422,633,null,-253.74247741699219,0,null,null,null,-653,7569.3]
["2009-10-12T02:19:02",60.006999969482422,633,null,-253.74247741699219,0,null,null,null,-653,7569.63]
["2009-10-12T02:19:04",59.997001647949219,633,null,-253.74247741699219,0,null,null,null,-653,7569.96]
["2009-10-12T02:19:06",59.986000061035156,633,null,-257.42120361328125,0,null,null,null,-653,7570.29]
["2009-10-12T02:19:08",59.980998992919922,633,null,-257.42120361328125,0,null,null,null,-653,7570.62]
["2009-10-12T02:19:10",59.977001190185547,633,null,-257.42120361328125,0,null,null,null,-653,7570.95]
["2009-10-12T02:19:12",59.9739990234375,633,null,-257.42120361328125,0,null,null,null,-653,7571.28]
["2009-10-12T02:19:14",59.976001739501953,633,null,-257.42120361328125,0,null,null,null,-653,7571.61]
["2009-10-12T02:19:16",59.9739990234375,633,null,-261.73822021484375,0,null,null,null,-653,7571.94]
["2009-10-12T02:19:18",59.9739990234375,633,null,-261.73822021484375,0,null,null,null,-653,7572.27]
["2009-10-12T02:19:20",59.977001190185547,633,null,-261.73822021484375,0,null,null,null,-653,7572.6]
["2009-10-12T02:19:22",59.979000091552734,633,null,-261.73822021484375,0,null,null,null,-653,7572.93]
["2009-10-12T02:19:24",59.979000091552734,633,null,-261.73822021484375,0,null,null,null,-653,7573.26]
["2009-10-12T02:19:26",59.981998443603516,633,null,-271.8759765625,0,null,null,null,-653,7573.59]
["2009-10-12T02:19:28",59.984001159667969,633,null,-271.8759765625,0,null,null,null,-653,7573.92]
["2009-10-12T02:19:30",59.98699951171875,633,null,-271.8759765625,0,null,null,null,-653,7574.25]
["2009-10-12T02:19:32",59.987998962402344,633,null,-271.8759765625,0,null,null,null,-653,7574.58]
["2009-10-12T02:19:34",59.987998962402344,633,null,-271.8759765625,0,null,null,null,-653,7574.91]
["2009-10-12T02:19:36",59.98699951171875,633,null,-262.073486328125,0,null,null,null,-653,7575.24]
["2009-10-12T02:19:38",59.98699951171875,633,null,-262.073486328125,0,null,null,null,-653,7575.57]
["2009-10-12T02:19:40",59.98699951171875,633,null,-262.073486328125,0,null,null,null,-653,7575.9]
["2009-10-12T02:19:42",59.985000610351563,633,null,-262.073486328125,0,null,null,null,-653,7576.23]
["2009-10-12T02:19:44",59.984001159667969,633,null,-262.073486328125,0,null,null,null,-653,7576.56]
["2009-10-12T02:19:46",59.981998443603516,633,null,-260.36441040039062,0,null,null,null,-653,7576.89]
["2009-10-12T02:19:48",59.983001708984375,633,null,-260.36441040039062,0,null,null,null,-653,7577.22]
["2009-10-12T02:19:50",59.988998413085937,633,null,-260.36441040039062,0,null,null,null,-653,7577.55]
["2009-10-12T02:19:52",59.988998413085937,633,null,-260.36441040039062,0,null,null,null,-653,7577.88]
["2009-10-12T02:19:54",59.987998962402344,633,null,-260.36441040039062,0,null,null,null,-653,7578.21]
["2009-10-12T02:19:56",59.984001159667969,633,null,-352.64437866210937,0,null,null,null,-653,7578.54]
["2009-10-12T02:19:58",59.981998443603516,633,null,-352.64437866210937,0,null,null,null,-653,7578.87]
["2009-10-12T02:20:00",59.983001708984375,633,null,-352.64437866210937,0,null,null,null,-653,7579.2]
["2009-10-12T02:20:02",59.980998992919922,633,null,-352.64437866210937,0,null,null,null,-653,7579.53]
["2009-10-12T02:20:04",59.981998443603516,633,null,-352.64437866210937,0,null,null,null,-653,7579.86]
["2009-10-12T02:20:06",59.983001708984375,633,null,-354.89566040039062,0,null,null,null,-653,7580.19]
["2009-10-12T02:20:08",59.986000061035156,633,null,-354.89566040039062,0,null,null,null,-653,7580.52]
["2009-10-12T02:20:10",59.988998413085937,633,null,-354.89566040039062,0,null,null,null,-653,7580.85]
["2009-10-12T02:20:12",59.98699951171875,633,null,-354.89566040039062,0,null,null,null,-653,7581.18]
["2009-10-12T02:20:14",59.985000610351563,633,null,-354.89566040039062,0,null,null,null,-653,7581.51]
["2009-10-12T02:20:16",59.979999542236328,633,null,-340.4693603515625,0,null,null,null,-653,7581.84]
["2009-10-12T02:20:18",59.979999542236328,633,null,-340.4693603515625,0,null,null,null,-653,7582.17]
["2009-10-12T02:20:20",59.983001708984375,633,null,-340.4693603515625,0,null,null,null,-653,7582.5]
["2009-10-12T02:20:22",59.979999542236328,633,null,-340.4693603515625,0,null,null,null,-653,7582.83]
["2009-10-12T02:20:24",59.979000091552734,633,null,-340.4693603515625,0,null,null,null,-653,7583.16]
["2009-10-12T02:20:26",59.979000091552734,633,null,-337.64291381835937,0,null,null,null,-653,7583.49]
["2009-10-12T02:20:28",59.980998992919922,633,null,-337.64291381835937,0,null,null,null,-653,7583.82]
["2009-10-12T02:20:30",59.980998992919922,633,null,-337.64291381835937,0,null,null,null,-653,7584.15]
["2009-10-12T02:20:32",59.979999542236328,633,null,-337.64291381835937,0,null,null,null,-653,7584.48]
["2009-10-12T02:20:34",59.979999542236328,633,null,-337.64291381835937,0,null,null,null,-653,7584.81]
["2009-10-12T02:20:36",59.980998992919922,633,null,-284.36083984375,0,null,null,null,-653,7585.14]
["2009-10-12T02:20:38",59.979999542236328,633,null,-284.36083984375,0,null,null,null,-653,7585.47]
["2009-10-12T02:20:40",59.979999542236328,633,null,-284.36083984375,0,null,null,null,-653,7585.8]
["2009-10-12T02:20:42",59.977001190185547,633,null,-284.36083984375,0,null,null,null,-653,7586.13]
["2009-10-12T02:20:44",59.979000091552734,633,null,-284.36083984375,0,null,null,null,-653,7586.46]
["2009-10-12T02:20:46",59.980998992919922,633,null,-260.46798706054687,0,null,null,null,-653,7586.79]
["2009-10-12T02:20:48",59.979000091552734,633,null,-260.46798706054687,0,null,null,null,-653,7587.12]
["2009-10-12T02:20:50",59.976001739501953,633,null,-260.46798706054687,0,null,null,null,-653,7587.45]
["2009-10-12T02:20:52",59.977001190185547,633,null,-260.46798706054687,0,null,null,null,-653,7587.78]
["2009-10-12T02:20:54",59.972000122070313,633,null,-260.46798706054687,0,null,null,null,-653,7588.11]
["2009-10-12T02:20:56",59.971000671386719,633,null,-253.14154052734375,0,null,null,null,-653,7588.44]
["2009-10-12T02:20:58",59.972999572753906,633,null,-253.14154052734375,0,null,null,null,-653,7588.77]
["2009-10-12T02:21:00",59.972999572753906,633,null,-253.14154052734375,0,null,null,null,-653,7589.1]
["2009-10-12T02:21:02",59.972999572753906,633,null,-253.14154052734375,0,null,null,null,-653,7589.43]
["2009-10-12T02:21:04",59.9739990234375,633,null,-253.14154052734375,0,null,null,null,-653,7589.76]
["2009-10-12T02:21:06",59.971000671386719,633,null,-251.92987060546875,0,null,null,null,-653,7590.09]
["2009-10-12T02:21:08",59.974998474121094,633,null,-251.92987060546875,0,null,null,null,-653,7590.42]
["2009-10-12T02:21:10",59.977001190185547,633,null,-251.92987060546875,0,null,null,null,-653,7590.75]
["2009-10-12T02:21:12",59.977001190185547,633,null,-251.92987060546875,0,null,null,null,-653,7591.08]
["2009-10-12T02:21:14",59.974998474121094,633,null,-251.92987060546875,0,null,null,null,-653,7591.41]
["2009-10-12T02:21:16",59.976001739501953,633,null,-250.6741943359375,0,null,null,null,-653,7591.74]
["2009-10-12T02:21:18",59.979999542236328,633,null,-250.6741943359375,0,null,null,null,-653,7592.07]
["2009-10-12T02:21:20",59.979000091552734,633,null,-250.6741943359375,0,null,null,null,-653,7592.4]
["2009-10-12T02:21:22",59.980998992919922,633,null,-250.6741943359375,0,null,null,null,-653,7592.73]
["2009-10-12T02:21:24",59.981998443603516,633,null,-250.6741943359375,0,null,null,null,-653,7593.06]
["2009-10-12T02:21:26",59.981998443603516,633,null,-253.63186645507812,0,null,null,null,-653,7593.39]
["2009-10-12T02:21:28",59.981998443603516,633,null,-253.63186645507812,0,null,null,null,-653,7593.72]
["2009-10-12T02:21:30",59.981998443603516,633,null,-253.63186645507812,0,null,null,null,-653,7594.05]
["2009-10-12T02:21:32",59.980998992919922,633,null,-253.63186645507812,0,null,null,null,-653,7594.38]
["2009-10-12T02:21:34",59.981998443603516,633,null,-253.63186645507812,0,null,null,null,-653,7594.71]
["2009-10-12T02:21:36",59.984001159667969,633,null,-246.95730590820312,0,null,null,null,-653,7595.04]
["2009-10-12T02:21:38",59.985000610351563,633,null,-246.95730590820312,0,null,null,null,-653,7595.37]
["2009-10-12T02:21:40",59.98699951171875,633,null,-246.95730590820312,0,null,null,null,-653,7595.7]
["2009-10-12T02:21:42",59.988998413085937,633,null,-246.95730590820312,0,null,null,null,-653,7596.03]
["2009-10-12T02:21:44",59.993000030517578,633,null,-246.95730590820312,0,null,null,null,-653,7596.36]
["2009-10-12T02:21:46",59.995998382568359,633,null,-254.54177856445312,0,null,null,null,-653,7596.69]
["2009-10-12T02:21:48",59.998001098632813,633,null,-254.54177856445312,0,null,null,null,-653,7597.02]
["2009-10-12T02:21:50",59.998001098632813,633,null,-254.54177856445312,0,null,null,null,-653,7597.35]
["2009-10-12T02:21:52",60.004001617431641,633,null,-254.54177856445312,0,null,null,null,-653,7597.68]
["2009-10-12T02:21:54",60.006999969482422,633,null,-254.54177856445312,0,null,null,null,-653,7598.01]
["2009-10-12T02:21:56",60.009998321533203,633,null,-256.57159423828125,0,null,null,null,-653,7598.34]
["2009-10-12T02:21:58",60.01300048828125,633,null,-256.57159423828125,0,null,null,null,-653,7598.67]
["2009-10-12T02:22:00",60.013999938964844,633,null,-256.57159423828125,0,null,null,null,-653,7599]
["2009-10-12T02:22:02",60.01300048828125,633,null,-256.57159423828125,0,null,null,null,-653,7599.33]
["2009-10-12T02:22:04",60.007999420166016,633,null,-256.57159423828125,0,null,null,null,-653,7599.66]
["2009-10-12T02:22:06",60.007999420166016,633,null,-258.37261962890625,0,null,null,null,-653,7599.99]
["2009-10-12T02:22:08",60.009998321533203,633,null,-258.37261962890625,0,null,null,null,-653,7600.32]
["2009-10-12T02:22:10",60.019001007080078,633,null,-258.37261962890625,0,null,null,null,-653,7600.65]
["2009-10-12T02:22:12",60.019001007080078,633,null,-258.37261962890625,0,null,null,null,-653,7600.98]
["2009-10-12T02:22:14",60.022998809814453,633,null,-258.37261962890625,0,null,null,null,-653,7601.31]
["2009-10-12T02:22:16",60.020999908447266,633,null,-263.04736328125,0,null,null,null,-653,7601.64]
["2009-10-12T02:22:18",60.020000457763672,633,null,-263.04736328125,0,null,null,null,-653,7601.97]
["2009-10-12T02:22:20",60.020999908447266,633,null,-263.04736328125,0,null,null,null,-653,7602.3]
["2009-10-12T02:22:22",60.020999908447266,633,null,-263.04736328125,0,null,null,null,-653,7602.63]
["2009-10-12T02:22:24",60.020000457763672,633,null,-263.04736328125,0,null,null,null,-653,7602.96]
["2009-10-12T02:22:26",60.019001007080078,633,null,-260.984375,0,null,null,null,-653,7603.29]
["2009-10-12T02:22:28",60.019001007080078,633,null,-260.984375,0,null,null,null,-653,7603.62]
["2009-10-12T02:22:30",60.021999359130859,633,null,-260.984375,0,null,null,null,-653,7603.95]
["2009-10-12T02:22:32",60.025001525878906,633,null,-260.984375,0,null,null,null,-653,7604.28]
["2009-10-12T02:22:34",60.025001525878906,633,null,-260.984375,0,null,null,null,-653,7604.61]
["2009-10-12T02:22:36",60.0260009765625,633,null,-261.31832885742187,0,null,null,null,-653,7604.94]
["2009-10-12T02:22:38",60.020000457763672,633,null,-261.31832885742187,0,null,null,null,-653,7605.27]
["2009-10-12T02:22:40",60.020000457763672,633,null,-261.31832885742187,0,null,null,null,-653,7605.6]
["2009-10-12T02:22:42",60.018001556396484,633,null,-261.31832885742187,0,null,null,null,-653,7605.93]
["2009-10-12T02:22:44",60.018001556396484,633,null,-261.31832885742187,0,null,null,null,-653,7606.26]
["2009-10-12T02:22:46",60.020000457763672,633,null,-262.10260009765625,0,null,null,null,-653,7606.59]
["2009-10-12T02:22:48",60.019001007080078,633,null,-262.10260009765625,0,null,null,null,-653,7606.92]
["2009-10-12T02:22:50",60.019001007080078,633,null,-262.10260009765625,0,null,null,null,-653,7607.25]
["2009-10-12T02:22:52",60.022998809814453,633,null,-262.10260009765625,0,null,null,null,-653,7607.58]
["2009-10-12T02:22:54",60.021999359130859,633,null,-262.10260009765625,0,null,null,null,-653,7607.91]
["2009-10-12T02:22:56",60.021999359130859,633,null,-262.71701049804687,0,null,null,null,-653,7608.24]
["2009-10-12T02:22:58",60.025001525878906,633,null,-262.71701049804687,0,null,null,null,-653,7608.57]
["2009-10-12T02:23:00",60.020000457763672,633,null,-262.71701049804687,0,null,null,null,-653,7608.9]
["2009-10-12T02:23:02",60.020000457763672,633,null,-262.71701049804687,0,null,null,null,-653,7609.23]
["2009-10-12T02:23:04",60.020000457763672,633,null,-262.71701049804687,0,null,null,null,-653,7609.56]
["2009-10-12T02:23:06",60.020000457763672,633,null,-260.0164794921875,0,null,null,null,-653,7609.89]
["2009-10-12T02:23:08",60.020000457763672,633,null,-260.0164794921875,0,null,null,null,-653,7610.22]
["2009-10-12T02:23:10",60.020999908447266,633,null,-260.0164794921875,0,null,null,null,-653,7610.55]
["2009-10-12T02:23:12",60.020999908447266,633,null,-260.0164794921875,0,null,null,null,-653,7610.88]
["2009-10-12T02:23:14",60.018001556396484,633,null,-260.0164794921875,0,null,null,null,-653,7611.21]
["2009-10-12T02:23:16",60.013999938964844,633,null,-263.87322998046875,0,null,null,null,-653,7611.54]
["2009-10-12T02:23:18",60.013999938964844,633,null,-263.87322998046875,0,null,null,null,-653,7611.87]
["2009-10-12T02:23:20",60.013999938964844,633,null,-263.87322998046875,0,null,null,null,-653,7612.2]
["2009-10-12T02:23:22",60.01300048828125,633,null,-263.87322998046875,0,null,null,null,-653,7612.53]
["2009-10-12T02:23:24",60.01300048828125,633,null,-263.87322998046875,0,null,null,null,-653,7612.86]
["2009-10-12T02:23:26",60.009998321533203,633,null,-264.597900390625,0,null,null,null,-653,7613.19]
["2009-10-12T02:23:28",60.007999420166016,633,null,-264.597900390625,0,null,null,null,-653,7613.52]
["2009-10-12T02:23:30",60.011001586914063,633,null,-264.597900390625,0,null,null,null,-653,7613.85]
["2009-10-12T02:23:32",60.011001586914063,633,null,-264.597900390625,0,null,null,null,-653,7614.18]
["2009-10-12T02:23:34",60.012001037597656,633,null,-264.597900390625,0,null,null,null,-653,7614.51]
["2009-10-12T02:23:36",60.012001037597656,633,null,-262.41592407226562,0,null,null,null,-653,7614.84]
["2009-10-12T02:23:38",60.008998870849609,633,null,-262.41592407226562,0,null,null,null,-653,7615.17]
["2009-10-12T02:23:40",60.008998870849609,633,null,-262.41592407226562,0,null,null,null,-653,7615.5]
["2009-10-12T02:23:42",60.008998870849609,633,null,-262.41592407226562,0,null,null,null,-653,7615.83]
["2009-10-12T02:23:44",60.008998870849609,633,null,-262.41592407226562,0,null,null,null,-653,7616.16]
["2009-10-12T02:23:46",60.005001068115234,633,null,-259.68524169921875,0,null,null,null,-653,7616.49]
["2009-10-12T02:23:48",60.001998901367188,633,null,-259.68524169921875,0,null,null,null,-653,7616.82]
["2009-10-12T02:23:50",59.999000549316406,633,null,-259.68524169921875,0,null,null,null,-653,7617.15]
["2009-10-12T02:23:52",59.995998382568359,633,null,-259.68524169921875,0,null,null,null,-653,7617.48]
["2009-10-12T02:23:54",59.994998931884766,633,null,-259.68524169921875,0,null,null,null,-653,7617.81]
["2009-10-12T02:23:56",59.997001647949219,633,null,-255.9110107421875,0,null,null,null,-653,7618.14]
["2009-10-12T02:23:58",59.998001098632813,633,null,-255.9110107421875,0,null,null,null,-653,7618.47]
["2009-10-12T02:24:00",59.998001098632813,633,null,-255.9110107421875,0,null,null,null,-653,7618.8]
["2009-10-12T02:24:02",59.998001098632813,633,null,-255.9110107421875,0,null,null,null,-653,7619.13]
["2009-10-12T02:24:04",59.998001098632813,633,null,-255.9110107421875,0,null,null,null,-653,7619.46]
["2009-10-12T02:24:06",59.994998931884766,633,null,-258.148193359375,0,null,null,null,-653,7619.79]
["2009-10-12T02:24:08",59.994998931884766,633,null,-258.148193359375,0,null,null,null,-653,7620.12]
["2009-10-12T02:24:10",59.992000579833984,633,null,-258.148193359375,0,null,null,null,-653,7620.45]
["2009-10-12T02:24:12",59.993000030517578,633,null,-258.148193359375,0,null,null,null,-653,7620.78]
["2009-10-12T02:24:14",59.987998962402344,633,null,-258.148193359375,0,null,null,null,-653,7621.11]
["2009-10-12T02:24:16",59.987998962402344,633,null,-258.87359619140625,0,null,null,null,-653,7621.44]
["2009-10-12T02:24:18",59.981998443603516,633,null,-258.87359619140625,0,null,null,null,-653,7621.77]
["2009-10-12T02:24:20",59.981998443603516,633,null,-258.87359619140625,0,null,null,null,-653,7622.1]
["2009-10-12T02:24:22",59.981998443603516,633,null,-258.87359619140625,0,null,null,null,-653,7622.43]
["2009-10-12T02:24:24",59.981998443603516,633,null,-258.87359619140625,0,null,null,null,-653,7622.76]
["2009-10-12T02:24:26",59.984001159667969,633,null,-249.33757019042969,0,null,null,null,-653,7623.09]
["2009-10-12T02:24:28",59.981998443603516,633,null,-249.33757019042969,0,null,null,null,-653,7623.42]
["2009-10-12T02:24:30",59.978000640869141,633,null,-249.33757019042969,0,null,null,null,-653,7623.75]
["2009-10-12T02:24:32",59.978000640869141,633,null,-249.33757019042969,0,null,null,null,-653,7624.08]
["2009-10-12T02:24:34",59.976001739501953,633,null,-249.33757019042969,0,null,null,null,-653,7624.41]
["2009-10-12T02:24:36",59.974998474121094,633,null,-258.27816772460937,0,null,null,null,-653,7624.74]
["2009-10-12T02:24:38",59.9739990234375,633,null,-258.27816772460937,0,null,null,null,-653,7625.07]
["2009-10-12T02:24:40",59.9739990234375,633,null,-258.27816772460937,0,null,null,null,-653,7625.4]
["2009-10-12T02:24:42",59.979000091552734,633,null,-258.27816772460937,0,null,null,null,-653,7625.73]
["2009-10-12T02:24:44",59.979999542236328,633,null,-258.27816772460937,0,null,null,null,-653,7626.06]
["2009-10-12T02:24:46",59.980998992919922,633,null,-258.4063720703125,0,null,null,null,-653,7626.39]
["2009-10-12T02:24:48",59.979999542236328,633,null,-258.4063720703125,0,null,null,null,-653,7626.72]
["2009-10-12T02:24:50",59.984001159667969,633,null,-258.4063720703125,0,null,null,null,-653,7627.05]
["2009-10-12T02:24:52",59.98699951171875,633,null,-258.4063720703125,0,null,null,null,-653,7627.38]
["2009-10-12T02:24:54",59.987998962402344,633,null,-258.4063720703125,0,null,null,null,-653,7627.71]
["2009-10-12T02:24:56",59.987998962402344,633,null,-260.53887939453125,0,null,null,null,-653,7628.04]
["2009-10-12T02:24:58",59.990001678466797,633,null,-260.53887939453125,0,null,null,null,-653,7628.37]
["2009-10-12T02:25:00",59.992000579833984,633,null,-260.53887939453125,0,null,null,null,-653,7628.7]
["2009-10-12T02:25:02",59.991001129150391,633,null,-260.53887939453125,0,null,null,null,-653,7629.03]
["2009-10-12T02:25:04",59.991001129150391,633,null,-260.53887939453125,0,null,null,null,-653,7629.36]
["2009-10-12T02:25:06",59.991001129150391,633,null,-257.882080078125,0,null,null,null,-653,7629.69]
["2009-10-12T02:25:08",59.993000030517578,633,null,-257.882080078125,0,null,null,null,-653,7630.02]
["2009-10-12T02:25:10",59.993000030517578,633,null,-257.882080078125,0,null,null,null,-653,7630.35]
["2009-10-12T02:25:12",59.995998382568359,633,null,-257.882080078125,0,null,null,null,-653,7630.68]
["2009-10-12T02:25:14",60.001998901367188,633,null,-257.882080078125,0,null,null,null,-653,7631.01]
["2009-10-12T02:25:16",60.001998901367188,633,null,-258.58865356445313,0,null,null,null,-653,7631.34]
["2009-10-12T02:25:18",60.002998352050781,633,null,-258.58865356445313,0,null,null,null,-653,7631.67]
["2009-10-12T02:25:20",60.004001617431641,633,null,-258.58865356445313,0,null,null,null,-653,7632]
["2009-10-12T02:25:22",60.005001068115234,633,null,-258.58865356445313,0,null,null,null,-653,7632.33]
["2009-10-12T02:25:24",60.004001617431641,633,null,-258.58865356445313,0,null,null,null,-653,7632.66]
["2009-10-12T02:25:26",60.001998901367188,633,null,-261.90615844726562,0,null,null,null,-653,7632.99]
["2009-10-12T02:25:28",60.004001617431641,633,null,-261.90615844726562,0,null,null,null,-653,7633.32]
["2009-10-12T02:25:30",60.007999420166016,633,null,-261.90615844726562,0,null,null,null,-653,7633.65]
["2009-10-12T02:25:32",60.009998321533203,633,null,-261.90615844726562,0,null,null,null,-653,7633.98]
["2009-10-12T02:25:34",60.009998321533203,633,null,-261.90615844726562,0,null,null,null,-653,7634.31]
["2009-10-12T02:25:36",60.009998321533203,633,null,-256.747802734375,0,null,null,null,-653,7634.64]
["2009-10-12T02:25:38",60.011001586914063,633,null,-256.747802734375,0,null,null,null,-653,7634.97]
["2009-10-12T02:25:40",60.01300048828125,633,null,-256.747802734375,0,null,null,null,-653,7635.3]
["2009-10-12T02:25:42",60.013999938964844,633,null,-256.747802734375,0,null,null,null,-653,7635.63]
["2009-10-12T02:25:44",60.01300048828125,633,null,-256.747802734375,0,null,null,null,-653,7635.96]
["2009-10-12T02:25:46",60.012001037597656,633,null,-167.43197631835937,0,null,null,null,-653,7636.29]
["2009-10-12T02:25:48",60.011001586914063,633,null,-167.43197631835937,0,null,null,null,-653,7636.62]
["2009-10-12T02:25:50",60.011001586914063,633,null,-167.43197631835937,0,null,null,null,-653,7636.95]
["2009-10-12T02:25:52",60.016998291015625,633,null,-167.43197631835937,0,null,null,null,-653,7637.28]
["2009-10-12T02:25:54",60.021999359130859,633,null,-167.43197631835937,0,null,null,null,-653,7637.61]
["2009-10-12T02:25:56",60.016998291015625,633,null,-164.97340393066406,0,null,null,null,-653,7637.94]
["2009-10-12T02:25:58",60.013999938964844,633,null,-164.97340393066406,0,null,null,null,-653,7638.27]
["2009-10-12T02:26:00",60.01300048828125,633,null,-164.97340393066406,0,null,null,null,-653,7638.6]
["2009-10-12T02:26:02",60.013999938964844,633,null,-164.97340393066406,0,null,null,null,-653,7638.93]
["2009-10-12T02:26:04",60.016998291015625,633,null,-164.97340393066406,0,null,null,null,-653,7639.26]
["2009-10-12T02:26:06",60.016998291015625,633,null,-157.62808227539062,0,null,null,null,-653,7639.59]
["2009-10-12T02:26:08",60.019001007080078,633,null,-157.62808227539062,0,null,null,null,-653,7639.92]
["2009-10-12T02:26:10",60.019001007080078,633,null,-157.62808227539062,0,null,null,null,-653,7640.25]
["2009-10-12T02:26:12",60.019001007080078,633,null,-157.62808227539062,0,null,null,null,-653,7640.58]
["2009-10-12T02:26:14",60.027000427246094,633,null,-157.62808227539062,0,null,null,null,-653,7640.91]
["2009-10-12T02:26:16",60.0260009765625,633,null,-155.53170776367187,0,null,null,null,-653,7641.24]
["2009-10-12T02:26:18",60.0260009765625,633,null,-155.53170776367187,0,null,null,null,-653,7641.57]
["2009-10-12T02:26:20",60.021999359130859,633,null,-155.53170776367187,0,null,null,null,-653,7641.9]
["2009-10-12T02:26:22",60.019001007080078,633,null,-155.53170776367187,0,null,null,null,-653,7642.23]
["2009-10-12T02:26:24",60.016998291015625,633,null,-155.53170776367187,0,null,null,null,-653,7642.56]
["2009-10-12T02:26:26",60.019001007080078,633,null,-160.44723510742187,0,null,null,null,-653,7642.89]
["2009-10-12T02:26:28",60.020000457763672,633,null,-160.44723510742187,0,null,null,null,-653,7643.22]
["2009-10-12T02:26:30",60.019001007080078,633,null,-160.44723510742187,0,null,null,null,-653,7643.55]
["2009-10-12T02:26:32",60.020999908447266,633,null,-160.44723510742187,0,null,null,null,-653,7643.88]
["2009-10-12T02:26:34",60.020999908447266,633,null,-160.44723510742187,0,null,null,null,-653,7644.21]
["2009-10-12T02:26:36",60.020999908447266,633,null,-163.95860290527344,0,null,null,null,-653,7644.54]
["2009-10-12T02:26:38",60.019001007080078,633,null,-163.95860290527344,0,null,null,null,-653,7644.87]
["2009-10-12T02:26:40",60.018001556396484,633,null,-163.95860290527344,0,null,null,null,-653,7645.2]
["2009-10-12T02:26:42",60.021999359130859,633,null,-163.95860290527344,0,null,null,null,-653,7645.53]
["2009-10-12T02:26:44",60.030998229980469,633,null,-163.95860290527344,0,null,null,null,-653,7645.86]
["2009-10-12T02:26:46",60.036998748779297,633,null,-166.07244873046875,0,null,null,null,-653,7646.19]
["2009-10-12T02:26:48",60.036998748779297,633,null,-166.07244873046875,0,null,null,null,-653,7646.52]
["2009-10-12T02:26:50",60.035999298095703,633,null,-166.07244873046875,0,null,null,null,-653,7646.85]
["2009-10-12T02:26:52",60.036998748779297,633,null,-166.07244873046875,0,null,null,null,-653,7647.18]
["2009-10-12T02:26:54",60.046001434326172,633,null,-166.07244873046875,0,null,null,null,-653,7647.51]
["2009-10-12T02:26:56",60.048000335693359,633,null,-163.76658630371094,0,null,null,null,-653,7647.84]
["2009-10-12T02:26:58",60.048000335693359,633,null,-163.76658630371094,0,null,null,null,-653,7648.17]
["2009-10-12T02:27:00",60.042999267578125,633,null,-163.76658630371094,0,null,null,null,-653,7648.5]
["2009-10-12T02:27:02",60.041000366210938,633,null,-163.76658630371094,0,null,null,null,-653,7648.83]
["2009-10-12T02:27:04",60.041000366210938,633,null,-163.76658630371094,0,null,null,null,-653,7649.16]
["2009-10-12T02:27:06",60.041000366210938,633,null,-165.1016845703125,0,null,null,null,-653,7649.49]
["2009-10-12T02:27:08",60.03900146484375,633,null,-165.1016845703125,0,null,null,null,-653,7649.82]
["2009-10-12T02:27:10",60.041000366210938,633,null,-165.1016845703125,0,null,null,null,-653,7650.15]
["2009-10-12T02:27:12",60.042999267578125,633,null,-165.1016845703125,0,null,null,null,-653,7650.48]
["2009-10-12T02:27:14",60.044998168945313,633,null,-165.1016845703125,0,null,null,null,-653,7650.81]
["2009-10-12T02:27:16",60.046001434326172,633,null,-165.47639465332031,0,null,null,null,-653,7651.14]
["2009-10-12T02:27:18",60.041000366210938,633,null,-165.47639465332031,0,null,null,null,-653,7651.47]
["2009-10-12T02:27:20",60.041000366210938,633,null,-165.47639465332031,0,null,null,null,-653,7651.8]
["2009-10-12T02:27:22",60.041000366210938,633,null,-165.47639465332031,0,null,null,null,-653,7652.13]
["2009-10-12T02:27:24",60.03900146484375,633,null,-165.47639465332031,0,null,null,null,-653,7652.46]
["2009-10-12T02:27:26",59.978000640869141,0,null,-206.4591064453125,0,null,null,null,-653,7652.79]
["2009-10-12T02:27:28",59.852001190185547,0,null,-206.4591064453125,0,null,null,null,-653,7616]
["2009-10-12T02:27:30",59.83599853515625,0,null,-206.4591064453125,0,null,null,null,-653,7626]
["2009-10-12T02:27:32",59.868999481201172,0,null,-206.4591064453125,0,null,null,null,-653,7632]
["2009-10-12T02:27:34",59.891998291015625,0,null,-206.4591064453125,0,null,null,null,-653,7632]
["2009-10-12T02:27:36",59.890998840332031,0,null,-211.25604248046875,0,null,null,null,-653,7632]
["2009-10-12T02:27:38",59.880001068115234,0,null,-211.25604248046875,0,null,null,null,-653,7632]
["2009-10-12T02:27:40",59.875999450683594,0,null,-211.25604248046875,0,null,null,null,-653,7632]
["2009-10-12T02:27:42",59.875,0,null,-211.25604248046875,0,null,null,null,-653,7632]
["2009-10-12T02:27:44",59.882999420166016,0,null,-211.25604248046875,0,null,null,null,-653,7632]
["2009-10-12T02:27:46",59.887001037597656,0,null,-214.34669494628906,0,null,null,null,-653,7632]
["2009-10-12T02:27:48",59.886001586914063,0,null,-214.34669494628906,0,null,null,null,-653,7632]
["2009-10-12T02:27:50",59.884998321533203,0,null,-214.34669494628906,0,null,null,null,-653,7632]
["2009-10-12T02:27:52",59.887001037597656,0,null,-214.34669494628906,0,null,null,null,-653,7632]
["2009-10-12T02:27:54",59.88800048828125,0,null,-214.34669494628906,0,null,null,null,-653,7632]
["2009-10-12T02:27:56",59.889999389648437,0,null,-212.17269897460937,0,null,null,null,-653,7632]
["2009-10-12T02:27:58",59.895000457763672,0,null,-212.17269897460937,0,null,null,null,-653,7632]
["2009-10-12T02:28:00",59.894001007080078,0,null,-212.17269897460937,0,null,null,null,-653,7632]
["2009-10-12T02:28:02",59.893001556396484,0,null,-212.17269897460937,0,null,null,null,-653,7632]
["2009-10-12T02:28:04",59.894001007080078,0,null,-212.17269897460937,0,null,null,null,-653,7632]
["2009-10-12T02:28:06",59.894001007080078,0,null,-215.59817504882812,0,null,null,null,-653,7632]
["2009-10-12T02:28:08",59.890998840332031,0,null,-215.59817504882812,0,null,null,null,-653,7632]
["2009-10-12T02:28:10",59.889999389648437,0,null,-215.59817504882812,0,null,null,null,-653,7632]
["2009-10-12T02:28:12",59.884998321533203,0,null,-215.59817504882812,0,null,null,null,-653,7632]
["2009-10-12T02:28:14",59.884998321533203,0,null,-215.59817504882812,0,null,null,null,-653,7632]
["2009-10-12T02:28:16",59.88800048828125,0,null,-218.32725524902344,0,null,null,null,-653,7632]
["2009-10-12T02:28:18",59.887001037597656,0,null,-218.32725524902344,0,null,null,null,-653,7632]
["2009-10-12T02:28:20",59.88800048828125,0,null,-218.32725524902344,0,null,null,null,-653,7632]
["2009-10-12T02:28:22",59.88800048828125,0,null,-218.32725524902344,0,null,null,null,-653,7632]
["2009-10-12T02:28:24",59.889999389648437,0,null,-218.32725524902344,0,null,null,null,-653,7632]
["2009-10-12T02:28:26",59.888999938964844,0,null,-217.37942504882812,0,null,null,null,-653,7632]
["2009-10-12T02:28:28",59.881999969482422,0,null,-217.37942504882812,0,null,null,null,-653,7632]
["2009-10-12T02:28:30",59.873001098632813,0,null,-217.37942504882812,0,null,null,null,-653,7631]
["2009-10-12T02:28:32",59.856998443603516,0,null,-217.37942504882812,0,null,null,null,-653,7625]
["2009-10-12T02:28:34",59.8489990234375,0,null,-217.37942504882812,0,null,null,null,-653,7623]
["2009-10-12T02:28:36",59.852001190185547,0,null,-214.83035278320312,0,null,null,null,-653,7621]
["2009-10-12T02:28:38",59.858001708984375,0,null,-214.83035278320312,0,null,null,null,-653,7623]
["2009-10-12T02:28:40",59.862998962402344,0,null,-214.83035278320312,0,null,null,null,-653,7625]
["2009-10-12T02:28:42",59.866001129150391,0,null,-214.83035278320312,0,null,null,null,-653,7627]
["2009-10-12T02:28:44",59.865001678466797,0,null,-214.83035278320312,0,null,null,null,-653,7628]
["2009-10-12T02:28:46",59.867000579833984,0,null,-227.65591430664062,0,null,null,null,-653,7628]
["2009-10-12T02:28:48",59.866001129150391,0,null,-227.65591430664062,0,null,null,null,-653,7629]
["2009-10-12T02:28:50",59.870998382568359,0,null,-227.65591430664062,0,null,null,null,-653,7630]
["2009-10-12T02:28:52",59.874000549316406,0,null,-227.65591430664062,0,null,null,null,-653,7631]
["2009-10-12T02:28:54",59.879001617431641,0,null,-227.65591430664062,0,null,null,null,-653,7635]
["2009-10-12T02:28:56",59.880001068115234,0,null,-225.01808166503906,0,null,null,null,-653,7638]
["2009-10-12T02:28:58",59.882999420166016,0,null,-225.01808166503906,0,null,null,null,-653,7639]
["2009-10-12T02:29:00",59.886001586914063,0,null,-225.01808166503906,0,null,null,null,-653,7642]
["2009-10-12T02:29:02",59.889999389648437,0,null,-225.01808166503906,0,null,null,null,-653,7644]
["2009-10-12T02:29:04",59.891998291015625,0,null,-225.01808166503906,0,null,null,null,-653,7645]
["2009-10-12T02:29:06",59.888999938964844,0,null,-228.36515808105469,0,null,null,null,-653,7647]
["2009-10-12T02:29:08",59.893001556396484,0,null,-228.36515808105469,0,null,null,null,-653,7648]
["2009-10-12T02:29:10",59.898998260498047,0,null,-228.36515808105469,0,null,null,null,-653,7649]
["2009-10-12T02:29:12",59.902999877929688,0,null,-228.36515808105469,0,null,null,null,-653,7650]
["2009-10-12T02:29:14",59.902000427246094,0,null,-228.36515808105469,0,null,null,null,-653,7651]
["2009-10-12T02:29:16",59.902000427246094,0,null,-234.07533264160156,0,null,null,null,-653,7652]
["2009-10-12T02:29:18",59.903999328613281,0,null,-234.07533264160156,0,null,null,null,-653,7653]
["2009-10-12T02:29:20",59.907001495361328,0,null,-234.07533264160156,0,null,null,null,-653,7654]
["2009-10-12T02:29:22",59.910999298095703,0,null,-234.07533264160156,0,null,null,null,-653,7655]
["2009-10-12T02:29:24",59.916000366210938,0,null,-234.07533264160156,0,null,null,null,-653,7655]
["2009-10-12T02:29:26",59.916000366210938,0,null,-228.79815673828125,0,null,null,null,-653,7656]
["2009-10-12T02:29:28",59.916999816894531,0,null,-228.79815673828125,0,null,null,null,-653,7656]
["2009-10-12T02:29:30",59.917999267578125,0,null,-228.79815673828125,0,null,null,null,-653,7657]
["2009-10-12T02:29:32",59.919998168945313,0,null,-228.79815673828125,0,null,null,null,-653,7657]
["2009-10-12T02:29:34",59.921001434326172,0,null,-228.79815673828125,0,null,null,null,-653,7658]
["2009-10-12T02:29:36",59.919998168945313,0,null,-229.46696472167969,0,null,null,null,-653,7658]
["2009-10-12T02:29:38",59.916999816894531,0,null,-229.46696472167969,0,null,null,null,-653,7659]
["2009-10-12T02:29:40",59.919998168945313,0,null,-229.46696472167969,0,null,null,null,-653,7659]
["2009-10-12T02:29:42",59.921001434326172,0,null,-229.46696472167969,0,null,null,null,-653,7659]
["2009-10-12T02:29:44",59.923000335693359,0,null,-229.46696472167969,0,null,null,null,-653,7660]
["2009-10-12T02:29:46",59.925998687744141,0,null,-228.98016357421875,0,null,null,null,-653,7660]
["2009-10-12T02:29:48",59.924999237060547,0,null,-228.98016357421875,0,null,null,null,-653,7661]
["2009-10-12T02:29:50",59.928001403808594,0,null,-228.98016357421875,0,null,null,null,-653,7661]
["2009-10-12T02:29:52",59.926998138427734,0,null,-228.98016357421875,0,null,null,null,-653,7662]
["2009-10-12T02:29:54",59.931999206542969,0,null,-228.98016357421875,0,null,null,null,-653,7662]
["2009-10-12T02:29:56",59.926998138427734,0,null,-219.97555541992187,0,null,null,null,-653,7663]
["2009-10-12T02:29:58",59.928001403808594,0,null,-219.97555541992187,0,null,null,null,-653,7663]
["2009-10-12T02:30:00",59.930999755859375,0,null,-219.97555541992187,0,null,null,null,-653,7664]
["2009-10-12T02:30:02",59.929000854492187,0,null,-219.97555541992187,0,null,null,null,-653,7664]
["2009-10-12T02:30:04",59.930999755859375,0,null,-219.97555541992187,0,null,null,null,-653,7665]
["2009-10-12T02:30:06",59.932998657226562,0,null,-229.08924865722656,0,null,null,null,-653,7666]
["2009-10-12T02:30:08",59.937000274658203,0,null,-229.08924865722656,0,null,null,null,-653,7666]
["2009-10-12T02:30:10",59.937000274658203,0,null,-229.08924865722656,0,null,null,null,-653,7667]
["2009-10-12T02:30:12",59.944999694824219,0,null,-229.08924865722656,0,null,null,null,-653,7668]
["2009-10-12T02:30:14",59.949001312255859,0,null,-229.08924865722656,0,null,null,null,-653,7668]
["2009-10-12T02:30:16",59.946998596191406,0,null,-229.66326904296875,0,null,null,null,-653,7669]
["2009-10-12T02:30:18",59.942001342773438,0,null,-229.66326904296875,0,null,null,null,-653,7669]
["2009-10-12T02:30:20",59.941001892089844,0,null,-229.66326904296875,0,null,null,null,-653,7670]
["2009-10-12T02:30:22",59.942001342773438,0,null,-229.66326904296875,0,null,null,null,-653,7670]
["2009-10-12T02:30:24",59.944999694824219,0,null,-229.66326904296875,0,null,null,null,-653,7671]
["2009-10-12T02:30:26",59.948001861572266,0,null,-229.23385620117187,0,null,null,null,-653,7671]
["2009-10-12T02:30:28",59.946998596191406,0,null,-229.23385620117187,0,null,null,null,-653,7672]
["2009-10-12T02:30:30",59.949001312255859,0,null,-229.23385620117187,0,null,null,null,-653,7673]
["2009-10-12T02:30:32",59.951000213623047,0,null,-229.23385620117187,0,null,null,null,-653,7673]
["2009-10-12T02:30:34",59.951999664306641,0,null,-229.23385620117187,0,null,null,null,-653,7673]
["2009-10-12T02:30:36",59.952999114990234,0,null,-231.40988159179687,0,null,null,null,-653,7673]
["2009-10-12T02:30:38",59.951000213623047,0,null,-231.40988159179687,0,null,null,null,-653,7673]
["2009-10-12T02:30:40",59.951999664306641,0,null,-231.40988159179687,0,null,null,null,-653,7673]
["2009-10-12T02:30:42",59.951999664306641,0,null,-231.40988159179687,0,null,null,null,-653,7673]
["2009-10-12T02:30:44",59.951999664306641,0,null,-231.40988159179687,0,null,null,null,-653,7673]
["2009-10-12T02:30:46",59.955001831054688,0,null,-218.62228393554687,0,null,null,null,-653,7673]
["2009-10-12T02:30:48",59.951999664306641,0,null,-218.62228393554687,0,null,null,null,-653,7673]
["2009-10-12T02:30:50",59.953998565673828,0,null,-218.62228393554687,0,null,null,null,-653,7673]
["2009-10-12T02:30:52",59.951999664306641,0,null,-218.62228393554687,0,null,null,null,-653,7673]
["2009-10-12T02:30:54",59.952999114990234,0,null,-218.62228393554687,0,null,null,null,-653,7673]
["2009-10-12T02:30:56",59.952999114990234,0,null,-213.53585815429687,0,null,null,null,-653,7673]
["2009-10-12T02:30:58",59.951999664306641,0,null,-213.53585815429687,0,null,null,null,-653,7673]
["2009-10-12T02:31:00",59.953998565673828,0,null,-213.53585815429687,0,null,null,null,-653,7673]
["2009-10-12T02:31:02",59.953998565673828,0,null,-213.53585815429687,0,null,null,null,-653,7674]
["2009-10-12T02:31:04",59.958999633789063,0,null,-213.53585815429687,0,null,null,null,-653,7675]
["2009-10-12T02:31:06",59.957000732421875,0,null,-225.65185546875,0,null,null,null,-653,7676]
["2009-10-12T02:31:08",59.956001281738281,0,null,-225.65185546875,0,null,null,null,-653,7677]
["2009-10-12T02:31:10",59.953998565673828,0,null,-225.65185546875,0,null,null,null,-653,7678]
["2009-10-12T02:31:12",59.956001281738281,0,null,-225.65185546875,0,null,null,null,-653,7679]
["2009-10-12T02:31:14",59.955001831054688,0,null,-225.65185546875,0,null,null,null,-653,7680]
["2009-10-12T02:31:16",59.958000183105469,0,null,-212.57363891601562,0,null,null,null,-653,7681]
["2009-10-12T02:31:18",59.96099853515625,0,null,-212.57363891601562,0,null,null,null,-653,7682]
["2009-10-12T02:31:20",59.962001800537109,0,null,-212.57363891601562,0,null,null,null,-653,7684]
["2009-10-12T02:31:22",59.962001800537109,0,null,-212.57363891601562,0,null,null,null,-653,7685]
["2009-10-12T02:31:24",59.967998504638672,0,null,-212.57363891601562,0,null,null,null,-653,7687]
["2009-10-12T02:31:26",59.965999603271484,0,null,-219.89729309082031,0,null,null,null,-653,7689]
["2009-10-12T02:31:28",59.965999603271484,0,null,-219.89729309082031,0,null,null,null,-653,7690]
["2009-10-12T02:31:30",59.967998504638672,0,null,-219.89729309082031,0,null,null,null,-653,7692]
["2009-10-12T02:31:32",59.970001220703125,0,null,-219.89729309082031,0,null,null,null,-653,7692]
["2009-10-12T02:31:34",59.9739990234375,0,null,-219.89729309082031,0,null,null,null,-653,7693]
["2009-10-12T02:31:36",59.970001220703125,0,null,-231.17539978027344,0,null,null,null,-653,7693]
["2009-10-12T02:31:38",59.969001770019531,0,null,-231.17539978027344,0,null,null,null,-653,7694]
["2009-10-12T02:31:40",59.969001770019531,0,null,-231.17539978027344,0,null,null,null,-653,7694]
["2009-10-12T02:31:42",59.970001220703125,0,null,-231.17539978027344,0,null,null,null,-653,7695]
["2009-10-12T02:31:44",59.971000671386719,0,null,-231.17539978027344,0,null,null,null,-653,7695]
["2009-10-12T02:31:46",59.972999572753906,0,null,-226.63412475585937,0,null,null,null,-653,7695]
["2009-10-12T02:31:48",59.972999572753906,0,null,-226.63412475585937,0,null,null,null,-653,7696]
["2009-10-12T02:31:50",59.976001739501953,0,null,-226.63412475585937,0,null,null,null,-653,7696]
["2009-10-12T02:31:52",59.978000640869141,0,null,-226.63412475585937,0,null,null,null,-653,7697]
["2009-10-12T02:31:54",59.978000640869141,0,null,-226.63412475585937,0,null,null,null,-653,7697]
["2009-10-12T02:31:56",59.976001739501953,0,null,-227.25506591796875,0,null,null,null,-653,7697]
["2009-10-12T02:31:58",59.978000640869141,0,null,-227.25506591796875,0,null,null,null,-653,7698]
["2009-10-12T02:32:00",59.976001739501953,0,null,-227.25506591796875,0,null,null,null,-653,7698]
["2009-10-12T02:32:02",59.978000640869141,0,null,-227.25506591796875,0,null,null,null,-653,7698.33]
["2009-10-12T02:32:04",59.977001190185547,0,null,-227.25506591796875,0,null,null,null,-653,7698.66]
["2009-10-12T02:32:06",59.979999542236328,0,null,-229.29022216796875,0,null,null,null,-653,7698.99]
["2009-10-12T02:32:08",59.981998443603516,0,null,-229.29022216796875,0,null,null,null,-653,7699.32]
["2009-10-12T02:32:10",59.980998992919922,0,null,-229.29022216796875,0,null,null,null,-653,7699.65]
["2009-10-12T02:32:12",59.979999542236328,0,null,-229.29022216796875,0,null,null,null,-653,7699.98]
["2009-10-12T02:32:14",59.979000091552734,0,null,-229.29022216796875,0,null,null,null,-653,7700.31]
["2009-10-12T02:32:16",59.979999542236328,0,null,-221.46136474609375,0,null,null,null,-653,7700.64]
["2009-10-12T02:32:18",59.979000091552734,0,null,-221.46136474609375,0,null,null,null,-653,7700.97]
["2009-10-12T02:32:20",59.983001708984375,0,null,-221.46136474609375,0,null,null,null,-653,7701.3]
["2009-10-12T02:32:22",59.983001708984375,0,null,-221.46136474609375,0,null,null,null,-653,7701.63]
["2009-10-12T02:32:24",59.984001159667969,0,null,-221.46136474609375,0,null,null,null,-653,7701.96]
["2009-10-12T02:32:26",59.987998962402344,0,null,-241.27436828613281,0,null,null,null,-653,7702.29]
["2009-10-12T02:32:28",59.988998413085937,0,null,-241.27436828613281,0,null,null,null,-653,7702.62]
["2009-10-12T02:32:30",59.98699951171875,0,null,-241.27436828613281,0,null,null,null,-653,7702.95]
["2009-10-12T02:32:32",59.98699951171875,0,null,-241.27436828613281,0,null,null,null,-653,7703.28]
["2009-10-12T02:32:34",59.991001129150391,0,null,-241.27436828613281,0,null,null,null,-653,7703.61]
["2009-10-12T02:32:36",59.993000030517578,0,null,-243.07185363769531,0,null,null,null,-653,7703.94]
["2009-10-12T02:32:38",59.992000579833984,0,null,-243.07185363769531,0,null,null,null,-653,7704.27]
["2009-10-12T02:32:40",59.991001129150391,0,null,-243.07185363769531,0,null,null,null,-653,7704.6]
["2009-10-12T02:32:42",59.988998413085937,0,null,-243.07185363769531,0,null,null,null,-653,7704.93]
["2009-10-12T02:32:44",59.986000061035156,0,null,-243.07185363769531,0,null,null,null,-653,7705.26]
["2009-10-12T02:32:46",59.983001708984375,0,null,-241.67021179199219,0,null,null,null,-653,7705.59]
["2009-10-12T02:32:48",59.983001708984375,0,null,-241.67021179199219,0,null,null,null,-653,7705.92]
["2009-10-12T02:32:50",59.987998962402344,0,null,-241.67021179199219,0,null,null,null,-653,7706.25]
["2009-10-12T02:32:52",59.993000030517578,0,null,-241.67021179199219,0,null,null,null,-653,7706.58]
["2009-10-12T02:32:54",59.995998382568359,0,null,-241.67021179199219,0,null,null,null,-653,7706.91]
["2009-10-12T02:32:56",59.998001098632813,0,null,-228.14930725097656,0,null,null,null,-653,7707.24]
["2009-10-12T02:32:58",59.999000549316406,0,null,-228.14930725097656,0,null,null,null,-653,7707.57]
["2009-10-12T02:33:00",60.000999450683594,0,null,-228.14930725097656,0,null,null,null,-653,7707.9]
["2009-10-12T02:33:02",59.999000549316406,0,null,-228.14930725097656,0,null,null,null,-653,7708.23]
["2009-10-12T02:33:04",59.999000549316406,0,null,-228.14930725097656,0,null,null,null,-653,7708.56]
["2009-10-12T02:33:06",59.999000549316406,0,null,-235.12898254394531,0,null,null,null,-653,7708.89]
["2009-10-12T02:33:08",60.001998901367188,0,null,-235.12898254394531,0,null,null,null,-653,7709.22]
["2009-10-12T02:33:10",60.005001068115234,0,null,-235.12898254394531,0,null,null,null,-653,7709.55]
["2009-10-12T02:33:12",60.006999969482422,0,null,-235.12898254394531,0,null,null,null,-653,7709.88]
["2009-10-12T02:33:14",60.007999420166016,0,null,-235.12898254394531,0,null,null,null,-653,7710.21]
["2009-10-12T02:33:16",60.011001586914063,0,null,-246.43313598632812,0,null,null,null,-653,7710.54]
["2009-10-12T02:33:18",60.013999938964844,0,null,-246.43313598632812,0,null,null,null,-653,7710.87]
["2009-10-12T02:33:20",60.016998291015625,0,null,-246.43313598632812,0,null,null,null,-653,7711.2]
["2009-10-12T02:33:22",60.019001007080078,0,null,-246.43313598632812,0,null,null,null,-653,7711.53]
["2009-10-12T02:33:24",60.020999908447266,0,null,-246.43313598632812,0,null,null,null,-653,7711.86]
["2009-10-12T02:33:26",60.016998291015625,0,null,-236.55354309082031,0,null,null,null,-653,7712.19]
["2009-10-12T02:33:28",60.016998291015625,0,null,-236.55354309082031,0,null,null,null,-653,7712.52]
["2009-10-12T02:33:30",60.019001007080078,0,null,-236.55354309082031,0,null,null,null,-653,7712.85]
["2009-10-12T02:33:32",60.022998809814453,0,null,-236.55354309082031,0,null,null,null,-653,7713.18]
["2009-10-12T02:33:34",60.023998260498047,0,null,-236.55354309082031,0,null,null,null,-653,7713.51]
["2009-10-12T02:33:36",60.025001525878906,0,null,-230.29756164550781,0,null,null,null,-653,7713.84]
["2009-10-12T02:33:38",60.020999908447266,0,null,-230.29756164550781,0,null,null,null,-653,7714.17]
["2009-10-12T02:33:40",60.019001007080078,0,null,-230.29756164550781,0,null,null,null,-653,7714.5]
["2009-10-12T02:33:42",60.023998260498047,0,null,-230.29756164550781,0,null,null,null,-653,7714.83]
["2009-10-12T02:33:44",60.023998260498047,0,null,-230.29756164550781,0,null,null,null,-653,7715.16]
["2009-10-12T02:33:46",60.020999908447266,0,null,-231.175537109375,0,null,null,null,-653,7715.49]
["2009-10-12T02:33:48",60.020000457763672,0,null,-231.175537109375,0,null,null,null,-653,7715.82]
["2009-10-12T02:33:50",60.025001525878906,0,null,-231.175537109375,0,null,null,null,-653,7716.15]
["2009-10-12T02:33:52",60.023998260498047,0,null,-231.175537109375,0,null,null,null,-653,7716.48]
["2009-10-12T02:33:54",60.020000457763672,0,null,-231.175537109375,0,null,null,null,-653,7716.81]
["2009-10-12T02:33:56",60.020000457763672,0,null,-225.61763000488281,0,null,null,null,-653,7717.14]
["2009-10-12T02:33:58",60.021999359130859,0,null,-225.61763000488281,0,null,null,null,-653,7717.47]
["2009-10-12T02:34:00",60.021999359130859,0,null,-225.61763000488281,0,null,null,null,-653,7717.8]
["2009-10-12T02:34:02",60.021999359130859,0,null,-225.61763000488281,0,null,null,null,-653,7718.13]
["2009-10-12T02:34:04",60.020999908447266,0,null,-225.61763000488281,0,null,null,null,-653,7718.46]
["2009-10-12T02:34:06",60.020999908447266,0,null,-230.73442077636719,0,null,null,null,-653,7718.79]
["2009-10-12T02:34:08",60.022998809814453,0,null,-230.73442077636719,0,null,null,null,-653,7719.12]
["2009-10-12T02:34:10",60.022998809814453,0,null,-230.73442077636719,0,null,null,null,-653,7719.45]
["2009-10-12T02:34:12",60.021999359130859,0,null,-230.73442077636719,0,null,null,null,-653,7719.78]
["2009-10-12T02:34:14",60.019001007080078,0,null,-230.73442077636719,0,null,null,null,-653,7720.11]
["2009-10-12T02:34:16",60.015998840332031,0,null,-234.84710693359375,0,null,null,null,-653,7720.44]
["2009-10-12T02:34:18",60.018001556396484,0,null,-234.84710693359375,0,null,null,null,-653,7720.77]
["2009-10-12T02:34:20",60.018001556396484,0,null,-234.84710693359375,0,null,null,null,-653,7721.1]
["2009-10-12T02:34:22",60.018001556396484,0,null,-234.84710693359375,0,null,null,null,-653,7721.43]
["2009-10-12T02:34:24",60.019001007080078,0,null,-234.84710693359375,0,null,null,null,-653,7721.76]
["2009-10-12T02:34:26",60.019001007080078,0,null,-228.96092224121094,0,null,null,null,-653,7722.09]
["2009-10-12T02:34:28",60.015998840332031,0,null,-228.96092224121094,0,null,null,null,-653,7722.42]
["2009-10-12T02:34:30",60.014999389648438,0,null,-228.96092224121094,0,null,null,null,-653,7722.75]
["2009-10-12T02:34:32",60.015998840332031,0,null,-228.96092224121094,0,null,null,null,-653,7723.08]
["2009-10-12T02:34:34",60.013999938964844,0,null,-228.96092224121094,0,null,null,null,-653,7723.41]
["2009-10-12T02:34:36",60.01300048828125,0,null,-231.17791748046875,0,null,null,null,-653,7723.74]
["2009-10-12T02:34:38",60.012001037597656,0,null,-231.17791748046875,0,null,null,null,-653,7724.07]
["2009-10-12T02:34:40",60.012001037597656,0,null,-231.17791748046875,0,null,null,null,-653,7724.4]
["2009-10-12T02:34:42",60.009998321533203,0,null,-231.17791748046875,0,null,null,null,-653,7724.73]
["2009-10-12T02:34:44",60.006999969482422,0,null,-231.17791748046875,0,null,null,null,-653,7725.06]
["2009-10-12T02:34:46",60.006999969482422,0,null,-236.48928833007812,0,null,null,null,-653,7725.39]
["2009-10-12T02:34:48",60.008998870849609,0,null,-236.48928833007812,0,null,null,null,-653,7725.72]
["2009-10-12T02:34:50",60.008998870849609,0,null,-236.48928833007812,0,null,null,null,-653,7726.05]
["2009-10-12T02:34:52",60.009998321533203,0,null,-236.48928833007812,0,null,null,null,-653,7726.38]
["2009-10-12T02:34:54",60.002998352050781,0,null,-236.48928833007812,0,null,null,null,-653,7726.71]
["2009-10-12T02:34:56",59.999000549316406,0,null,-245.03892517089844,0,null,null,null,-653,7727.04]
["2009-10-12T02:34:58",59.994998931884766,0,null,-245.03892517089844,0,null,null,null,-653,7727.37]
["2009-10-12T02:35:00",59.992000579833984,0,null,-245.03892517089844,0,null,null,null,-653,7727.7]
["2009-10-12T02:35:02",59.991001129150391,0,null,-245.03892517089844,0,null,null,null,-653,7728.03]
["2009-10-12T02:35:04",59.992000579833984,0,null,-245.03892517089844,0,null,null,null,-653,7728.36]
["2009-10-12T02:35:06",59.992000579833984,0,null,-223.60568237304687,0,null,null,null,-653,7728.69]
["2009-10-12T02:35:08",59.987998962402344,0,null,-223.60568237304687,0,null,null,null,-653,7729.02]
["2009-10-12T02:35:10",59.986000061035156,0,null,-223.60568237304687,0,null,null,null,-653,7729.35]
["2009-10-12T02:35:12",59.985000610351563,0,null,-223.60568237304687,0,null,null,null,-653,7729.68]
["2009-10-12T02:35:14",59.984001159667969,0,null,-223.60568237304687,0,null,null,null,-653,7730.01]
["2009-10-12T02:35:16",59.985000610351563,0,null,-231.11935424804687,0,null,null,null,-653,7730.34]
["2009-10-12T02:35:18",59.984001159667969,0,null,-231.11935424804687,0,null,null,null,-653,7730.67]
["2009-10-12T02:35:20",59.981998443603516,0,null,-231.11935424804687,0,null,null,null,-653,7731]
["2009-10-12T02:35:22",59.980998992919922,0,null,-231.11935424804687,0,null,null,null,-653,7731.33]
["2009-10-12T02:35:24",59.981998443603516,0,null,-231.11935424804687,0,null,null,null,-653,7731.66]
["2009-10-12T02:35:26",59.979000091552734,0,null,-237.20664978027344,0,null,null,null,-653,7731.99]
["2009-10-12T02:35:28",59.977001190185547,0,null,-237.20664978027344,0,null,null,null,-653,7732.32]
["2009-10-12T02:35:30",59.976001739501953,0,null,-237.20664978027344,0,null,null,null,-653,7732.65]
["2009-10-12T02:35:32",59.976001739501953,0,null,-237.20664978027344,0,null,null,null,-653,7732.98]
["2009-10-12T02:35:34",59.979000091552734,0,null,-237.20664978027344,0,null,null,null,-653,7733.31]
["2009-10-12T02:35:36",59.981998443603516,0,null,-240.51637268066406,0,null,null,null,-653,7733.64]
["2009-10-12T02:35:38",59.978000640869141,0,null,-240.51637268066406,0,null,null,null,-653,7733.97]
["2009-10-12T02:35:40",59.976001739501953,0,null,-240.51637268066406,0,null,null,null,-653,7734.3]
["2009-10-12T02:35:42",59.9739990234375,0,null,-240.51637268066406,0,null,null,null,-653,7734.63]
["2009-10-12T02:35:44",59.976001739501953,0,null,-240.51637268066406,0,null,null,null,-653,7734.96]
["2009-10-12T02:35:46",59.977001190185547,0,null,-237.56605529785156,0,null,null,null,-653,7735.29]
["2009-10-12T02:35:48",59.977001190185547,0,null,-237.56605529785156,0,null,null,null,-653,7735.62]
["2009-10-12T02:35:50",59.974998474121094,0,null,-237.56605529785156,0,null,null,null,-653,7735.95]
["2009-10-12T02:35:52",59.972999572753906,0,null,-237.56605529785156,0,null,null,null,-653,7736.28]
["2009-10-12T02:35:54",59.969001770019531,0,null,-237.56605529785156,0,null,null,null,-653,7736.61]
["2009-10-12T02:35:56",59.970001220703125,0,null,-231.5814208984375,0,null,null,null,-653,7736.94]
["2009-10-12T02:35:58",59.971000671386719,0,null,-231.5814208984375,0,null,null,null,-653,7737.27]
["2009-10-12T02:36:00",59.972999572753906,0,null,-231.5814208984375,0,null,null,null,-653,7737.6]
["2009-10-12T02:36:02",59.978000640869141,0,null,-231.5814208984375,0,null,null,null,-653,7737.93]
["2009-10-12T02:36:04",59.980998992919922,0,null,-231.5814208984375,0,null,null,null,-653,7738.26]
["2009-10-12T02:36:06",59.978000640869141,0,null,-235.85084533691406,0,null,null,null,-653,7738.59]
["2009-10-12T02:36:08",59.974998474121094,0,null,-235.85084533691406,0,null,null,null,-653,7738.92]
["2009-10-12T02:36:10",59.972000122070313,0,null,-235.85084533691406,0,null,null,null,-653,7739.25]
["2009-10-12T02:36:12",59.976001739501953,0,null,-235.85084533691406,0,null,null,null,-653,7739.58]
["2009-10-12T02:36:14",59.974998474121094,0,null,-235.85084533691406,0,null,null,null,-653,7739.91]
["2009-10-12T02:36:16",59.972999572753906,0,null,-233.55998229980469,0,null,null,null,-653,7740.24]
["2009-10-12T02:36:18",59.969001770019531,0,null,-233.55998229980469,0,null,null,null,-653,7740.57]
["2009-10-12T02:36:20",59.965999603271484,0,null,-233.55998229980469,0,null,null,null,-653,7740.9]
["2009-10-12T02:36:22",59.965000152587891,0,null,-233.55998229980469,0,null,null,null,-653,7741.23]
["2009-10-12T02:36:24",59.965999603271484,0,null,-233.55998229980469,0,null,null,null,-653,7741.56]
["2009-10-12T02:36:26",59.969001770019531,0,null,-219.00999450683594,0,null,null,null,-653,7741.89]
["2009-10-12T02:36:28",59.970001220703125,0,null,-219.00999450683594,0,null,null,null,-653,7742.22]
["2009-10-12T02:36:30",59.967998504638672,0,null,-219.00999450683594,0,null,null,null,-653,7742.55]
["2009-10-12T02:36:32",59.965000152587891,0,null,-219.00999450683594,0,null,null,null,-653,7742.88]
["2009-10-12T02:36:34",59.964000701904297,0,null,-219.00999450683594,0,null,null,null,-653,7743.21]
["2009-10-12T02:36:36",59.970001220703125,0,null,-205.33891296386719,0,null,null,null,-653,7743.54]
["2009-10-12T02:36:38",59.972000122070313,0,null,-205.33891296386719,0,null,null,null,-653,7743.87]
["2009-10-12T02:36:40",59.966999053955078,0,null,-205.33891296386719,0,null,null,null,-653,7744.2]
["2009-10-12T02:36:42",59.966999053955078,0,null,-205.33891296386719,0,null,null,null,-653,7744.53]
["2009-10-12T02:36:44",59.969001770019531,0,null,-205.33891296386719,0,null,null,null,-653,7744.86]
["2009-10-12T02:36:46",59.967998504638672,0,null,-236.28535461425781,0,null,null,null,-653,7745.19]
["2009-10-12T02:36:48",59.969001770019531,0,null,-236.28535461425781,0,null,null,null,-653,7745.52]
["2009-10-12T02:36:50",59.966999053955078,0,null,-236.28535461425781,0,null,null,null,-653,7745.85]
["2009-10-12T02:36:52",59.966999053955078,0,null,-236.28535461425781,0,null,null,null,-653,7746.18]
["2009-10-12T02:36:54",59.965999603271484,0,null,-236.28535461425781,0,null,null,null,-653,7746.51]
["2009-10-12T02:36:56",59.965000152587891,0,null,-223.01573181152344,0,null,null,null,-653,7746.84]
["2009-10-12T02:36:58",59.971000671386719,0,null,-223.01573181152344,0,null,null,null,-653,7747.17]
["2009-10-12T02:37:00",59.966999053955078,0,null,-223.01573181152344,0,null,null,null,-653,7747.5]
["2009-10-12T02:37:02",59.965000152587891,0,null,-223.01573181152344,0,null,null,null,-653,7747.83]
["2009-10-12T02:37:04",59.962001800537109,0,null,-223.01573181152344,0,null,null,null,-653,7748.16]
["2009-10-12T02:37:06",59.964000701904297,0,null,-223.01573181152344,0,null,null,null,-653,7748.49]
["2009-10-12T02:37:08",59.970001220703125,0,null,-223.01573181152344,0,null,null,null,-653,7748.82]
["2009-10-12T02:37:10",59.966999053955078,0,null,-223.01573181152344,0,null,null,null,-653,7749.15]
["2009-10-12T02:37:12",59.969001770019531,0,null,-223.01573181152344,0,null,null,null,-653,7749.48]
["2009-10-12T02:37:14",59.967998504638672,0,null,-223.01573181152344,0,null,null,null,-653,7749.81]
["2009-10-12T02:37:16",59.963001251220703,0,null,-223.01573181152344,0,null,null,null,-653,7750.14]
["2009-10-12T02:37:18",59.965000152587891,0,null,-223.01573181152344,0,null,null,null,-653,7750.47]
["2009-10-12T02:37:20",59.970001220703125,0,null,-223.01573181152344,0,null,null,null,-653,7750.8]
["2009-10-12T02:37:22",59.972999572753906,0,null,-223.01573181152344,0,null,null,null,-653,7751.13]
["2009-10-12T02:37:24",59.967998504638672,0,null,-223.01573181152344,0,null,null,null,-653,7751.46]
["2009-10-12T02:37:26",59.965000152587891,0,null,-223.01573181152344,0,null,null,null,-653,7751.79]
["2009-10-12T02:37:28",59.967998504638672,0,null,-223.01573181152344,0,null,null,null,-653,7752.12]
["2009-10-12T02:37:30",59.969001770019531,0,null,-223.01573181152344,0,null,null,null,-653,7752.45]
["2009-10-12T02:37:32",59.966999053955078,0,null,-223.01573181152344,0,null,null,null,-653,7752.78]
["2009-10-12T02:37:34",59.964000701904297,0,null,-223.01573181152344,0,null,null,null,-653,7753.11]
["2009-10-12T02:37:36",59.965999603271484,0,null,-223.01573181152344,0,null,null,null,-653,7753.44]
["2009-10-12T02:37:38",59.979000091552734,0,null,-223.01573181152344,0,null,null,null,-653,7753.77]
["2009-10-12T02:37:40",59.990001678466797,0,null,-223.01573181152344,0,null,null,null,-653,7754.1]
["2009-10-12T02:37:42",59.983001708984375,0,null,-223.01573181152344,0,null,null,null,-653,7754.43]
["2009-10-12T02:37:44",59.9739990234375,0,null,-223.01573181152344,0,null,null,null,-653,7754.76]
["2009-10-12T02:37:46",59.966999053955078,0,null,-223.01573181152344,0,null,null,null,-653,7755.09]
["2009-10-12T02:37:48",59.965000152587891,0,null,-223.01573181152344,0,null,null,null,-653,7755.42]
["2009-10-12T02:37:50",59.962001800537109,0,null,-223.01573181152344,0,null,null,null,-653,7755.75]
["2009-10-12T02:37:52",59.962001800537109,0,null,-223.01573181152344,0,null,null,null,-653,7756.08]
["2009-10-12T02:37:54",59.96099853515625,0,null,-223.01573181152344,0,null,null,null,-653,7756.41]
["2009-10-12T02:37:56",59.96099853515625,0,null,-223.01573181152344,0,null,null,null,-653,7756.74]
["2009-10-12T02:37:58",59.959999084472656,0,null,-223.01573181152344,0,null,null,null,-653,7757.07]
["2009-10-12T02:38:00",59.963001251220703,0,null,-223.01573181152344,0,null,null,null,-653,7757.4]
["2009-10-12T02:38:02",59.958999633789063,0,null,-223.01573181152344,0,null,null,null,-653,7757.73]
["2009-10-12T02:38:04",59.956001281738281,0,null,-223.01573181152344,0,null,null,null,-653,7758.06]
["2009-10-12T02:38:06",59.951000213623047,0,null,-223.01573181152344,0,null,null,null,-653,7758.39]
["2009-10-12T02:38:08",59.952999114990234,0,null,-223.01573181152344,0,null,null,null,-653,7758.72]
["2009-10-12T02:38:10",59.953998565673828,0,null,-223.01573181152344,0,null,null,null,-653,7759.05]
["2009-10-12T02:38:12",59.957000732421875,0,null,-223.01573181152344,0,null,null,null,-653,7759.38]
["2009-10-12T02:38:14",59.956001281738281,0,null,-223.01573181152344,0,null,null,null,-653,7759.71]
["2009-10-12T02:38:16",59.96099853515625,0,null,-223.01573181152344,0,null,null,null,-653,7760.04]
["2009-10-12T02:38:18",59.963001251220703,0,null,-223.01573181152344,0,null,null,null,-653,7760.37]
["2009-10-12T02:38:20",59.96099853515625,0,null,-223.01573181152344,0,null,null,null,-653,7760.7]
["2009-10-12T02:38:22",59.958999633789063,0,null,-223.01573181152344,0,null,null,null,-653,7761.03]
["2009-10-12T02:38:24",59.963001251220703,0,null,-223.01573181152344,0,null,null,null,-653,7761.36]
["2009-10-12T02:38:26",59.963001251220703,0,null,-223.01573181152344,0,null,null,null,-653,7761.69]
["2009-10-12T02:38:28",59.965000152587891,0,null,-223.01573181152344,0,null,null,null,-653,7762.02]
["2009-10-12T02:38:30",59.967998504638672,0,null,-223.01573181152344,0,null,null,null,-653,7762.35]
["2009-10-12T02:38:32",59.967998504638672,0,null,-223.01573181152344,0,null,null,null,-653,7762.68]
["2009-10-12T02:38:34",59.967998504638672,0,null,-223.01573181152344,0,null,null,null,-653,7763.01]
["2009-10-12T02:38:36",59.970001220703125,0,null,-223.01573181152344,0,null,null,null,-653,7763.34]
["2009-10-12T02:38:38",59.972999572753906,0,null,-223.01573181152344,0,null,null,null,-653,7763.67]
["2009-10-12T02:38:40",59.971000671386719,0,null,-223.01573181152344,0,null,null,null,-653,7764]
["2009-10-12T02:38:42",59.965000152587891,0,null,-223.01573181152344,0,null,null,null,-653,7764.33]
["2009-10-12T02:38:44",59.966999053955078,0,null,-223.01573181152344,0,null,null,null,-653,7764.66]
["2009-10-12T02:38:46",59.966999053955078,0,null,-223.01573181152344,0,null,null,null,-653,7764.99]
["2009-10-12T02:38:48",59.972000122070313,0,null,-223.01573181152344,0,null,null,null,-653,7765.32]
["2009-10-12T02:38:50",59.976001739501953,0,null,-223.01573181152344,0,null,null,null,-653,7765.65]
["2009-10-12T02:38:52",59.974998474121094,0,null,-223.01573181152344,0,null,null,null,-653,7765.98]
["2009-10-12T02:38:54",59.969001770019531,0,null,-223.01573181152344,0,null,null,null,-653,7766.31]
["2009-10-12T02:38:56",59.972999572753906,0,null,-223.01573181152344,0,null,null,null,-653,7766.64]
["2009-10-12T02:38:58",59.9739990234375,0,null,-223.01573181152344,0,null,null,null,-653,7766.97]
["2009-10-12T02:39:00",59.978000640869141,0,null,-223.01573181152344,0,null,null,null,-653,7767.3]
["2009-10-12T02:39:02",59.980998992919922,0,null,-223.01573181152344,0,null,null,null,-653,7767.63]
["2009-10-12T02:39:04",59.980998992919922,0,null,-223.01573181152344,0,null,null,null,-653,7767.96]
["2009-10-12T02:39:06",59.980998992919922,0,null,-223.01573181152344,0,null,null,null,-653,7768.29]
["2009-10-12T02:39:08",59.981998443603516,0,null,-223.01573181152344,0,null,null,null,-653,7768.62]
["2009-10-12T02:39:10",59.981998443603516,0,null,-223.01573181152344,0,null,null,null,-653,7768.95]
["2009-10-12T02:39:12",59.984001159667969,0,null,-223.01573181152344,0,null,null,null,-653,7769.28]
["2009-10-12T02:39:14",59.981998443603516,0,null,-223.01573181152344,0,null,null,null,-653,7769.61]
["2009-10-12T02:39:16",59.980998992919922,0,null,-223.01573181152344,0,null,null,null,-653,7769.94]
["2009-10-12T02:39:18",59.979000091552734,0,null,-223.01573181152344,0,null,null,null,-653,7770.27]
["2009-10-12T02:39:20",59.979999542236328,0,null,-223.01573181152344,0,null,null,null,-653,7770.6]
["2009-10-12T02:39:22",59.978000640869141,0,null,-223.01573181152344,0,null,null,null,-653,7770.93]
["2009-10-12T02:39:24",59.978000640869141,0,null,-223.01573181152344,0,null,null,null,-653,7771.26]
["2009-10-12T02:39:26",59.979999542236328,0,null,-223.01573181152344,0,null,null,null,-653,7771.59]
["2009-10-12T02:39:28",59.980998992919922,0,null,-223.01573181152344,0,null,null,null,-653,7771.92]
["2009-10-12T02:39:30",59.979999542236328,0,null,-223.01573181152344,0,null,null,null,-653,7772.25]
["2009-10-12T02:39:32",59.978000640869141,0,null,-223.01573181152344,0,null,null,null,-653,7772.58]
["2009-10-12T02:39:34",59.976001739501953,0,null,-223.01573181152344,0,null,null,null,-653,7772.91]
["2009-10-12T02:39:36",59.972000122070313,0,null,-223.01573181152344,0,null,null,null,-653,7773.24]
["2009-10-12T02:39:38",59.971000671386719,0,null,-223.01573181152344,0,null,null,null,-653,7773.57]
["2009-10-12T02:39:40",59.969001770019531,0,null,-223.01573181152344,0,null,null,null,-653,7773.9]
["2009-10-12T02:39:42",59.9739990234375,0,null,-223.01573181152344,0,null,null,null,-653,7774.23]
["2009-10-12T02:39:44",59.974998474121094,0,null,-223.01573181152344,0,null,null,null,-653,7774.56]
["2009-10-12T02:39:46",59.976001739501953,0,null,-223.01573181152344,0,null,null,null,-653,7774.89]
["2009-10-12T02:39:48",59.972000122070313,0,null,-223.01573181152344,0,null,null,null,-653,7775.22]
["2009-10-12T02:39:50",59.969001770019531,0,null,-223.01573181152344,0,null,null,null,-653,7775.55]
["2009-10-12T02:39:52",59.971000671386719,0,null,-223.01573181152344,0,null,null,null,-653,7775.88]
["2009-10-12T02:39:54",59.9739990234375,0,null,-223.01573181152344,0,null,null,null,-653,7776.21]
["2009-10-12T02:39:56",59.972000122070313,0,null,-223.01573181152344,0,null,null,null,-653,7776.54]
["2009-10-12T02:39:58",59.972000122070313,0,null,-223.01573181152344,0,null,null,null,-653,7776.87]
["2009-10-12T02:40:00",59.972000122070313,0,null,-223.01573181152344,0,null,null,null,-653,7777.2]
["2009-10-12T02:40:02",59.977001190185547,0,null,-223.01573181152344,0,null,null,null,-653,7777.53]
["2009-10-12T02:40:04",59.981998443603516,0,null,-223.01573181152344,0,null,null,null,-653,7777.86]
["2009-10-12T02:40:06",59.978000640869141,0,null,-223.01573181152344,0,null,null,null,-653,7778.19]
["2009-10-12T02:40:08",59.976001739501953,0,null,-223.01573181152344,0,null,null,null,-653,7778.52]
["2009-10-12T02:40:10",59.972999572753906,0,null,-223.01573181152344,0,null,null,null,-653,7778.85]
["2009-10-12T02:40:12",59.9739990234375,0,null,-223.01573181152344,0,null,null,null,-653,7779.18]
["2009-10-12T02:40:14",59.977001190185547,0,null,-223.01573181152344,0,null,null,null,-653,7779.51]
["2009-10-12T02:40:16",59.977001190185547,0,null,-223.01573181152344,0,null,null,null,-653,7779.84]
["2009-10-12T02:40:18",59.978000640869141,0,null,-223.01573181152344,0,null,null,null,-653,7780.17]
["2009-10-12T02:40:20",59.979000091552734,0,null,-223.01573181152344,0,null,null,null,-653,7780.5]
["2009-10-12T02:40:22",59.980998992919922,0,null,-223.01573181152344,0,null,null,null,-653,7780.83]
["2009-10-12T02:40:24",59.977001190185547,0,null,-223.01573181152344,0,null,null,null,-653,7781.16]
["2009-10-12T02:40:26",59.9739990234375,0,null,-223.01573181152344,0,null,null,null,-653,7781.49]
["2009-10-12T02:40:28",59.971000671386719,0,null,-223.01573181152344,0,null,null,null,-653,7781.82]
["2009-10-12T02:40:30",59.971000671386719,0,null,-223.01573181152344,0,null,null,null,-653,7782.15]
["2009-10-12T02:40:32",59.971000671386719,0,null,-223.01573181152344,0,null,null,null,-653,7782.48]
["2009-10-12T02:40:34",59.972000122070313,0,null,-223.01573181152344,0,null,null,null,-653,7782.81]
["2009-10-12T02:40:36",59.967998504638672,0,null,-223.01573181152344,0,null,null,null,-653,7783.14]
["2009-10-12T02:40:38",59.965999603271484,0,null,-223.01573181152344,0,null,null,null,-653,7783.47]
["2009-10-12T02:40:40",59.965999603271484,0,null,-223.01573181152344,0,null,null,null,-653,7783.8]
["2009-10-12T02:40:42",59.971000671386719,0,null,-223.01573181152344,0,null,null,null,-653,7784.13]
["2009-10-12T02:40:44",59.972999572753906,0,null,-223.01573181152344,0,null,null,null,-653,7784.46]
["2009-10-12T02:40:46",59.972000122070313,0,null,-223.01573181152344,0,null,null,null,-653,7784.79]
["2009-10-12T02:40:48",59.969001770019531,0,null,-223.01573181152344,0,null,null,null,-653,7785.12]
["2009-10-12T02:40:50",59.972000122070313,0,null,-223.01573181152344,0,null,null,null,-653,7785.45]
["2009-10-12T02:40:52",59.9739990234375,0,null,-223.01573181152344,0,null,null,null,-653,7785.78]
["2009-10-12T02:40:54",59.972999572753906,0,null,-223.01573181152344,0,null,null,null,-653,7786.11]
["2009-10-12T02:40:56",59.970001220703125,0,null,-223.01573181152344,0,null,null,null,-653,7786.44]
["2009-10-12T02:40:58",59.971000671386719,0,null,-223.01573181152344,0,null,null,null,-653,7786.77]
["2009-10-12T02:41:00",59.9739990234375,0,null,-223.01573181152344,0,null,null,null,-653,7787.1]
["2009-10-12T02:41:02",59.981998443603516,0,null,-223.01573181152344,0,null,null,null,-653,7787.43]
["2009-10-12T02:41:04",59.985000610351563,0,null,-223.01573181152344,0,null,null,null,-653,7787.76]
["2009-10-12T02:41:06",59.985000610351563,0,null,-223.01573181152344,0,null,null,null,-653,7788.09]
["2009-10-12T02:41:08",59.985000610351563,0,null,-223.01573181152344,0,null,null,null,-653,7788.42]
["2009-10-12T02:41:10",59.98699951171875,0,null,-223.01573181152344,0,null,null,null,-653,7788.75]
["2009-10-12T02:41:12",59.988998413085937,0,null,-223.01573181152344,0,null,null,null,-653,7789.08]
["2009-10-12T02:41:14",59.988998413085937,0,null,-223.01573181152344,0,null,null,null,-653,7789.41]
["2009-10-12T02:41:16",59.986000061035156,0,null,-223.01573181152344,0,null,null,null,-653,7789.74]
["2009-10-12T02:41:18",59.98699951171875,0,null,-223.01573181152344,0,null,null,null,-653,7790.07]
["2009-10-12T02:41:20",59.990001678466797,0,null,-223.01573181152344,0,null,null,null,-653,7790.4]
["2009-10-12T02:41:22",59.993999481201172,0,null,-223.01573181152344,0,null,null,null,-653,7790.73]
["2009-10-12T02:41:24",59.995998382568359,0,null,-223.01573181152344,0,null,null,null,-653,7791.06]
["2009-10-12T02:41:26",60.000999450683594,0,null,-223.01573181152344,0,null,null,null,-653,7791.39]
["2009-10-12T02:41:28",60.002998352050781,0,null,-223.01573181152344,0,null,null,null,-653,7791.72]
["2009-10-12T02:41:30",60.004001617431641,0,null,-223.01573181152344,0,null,null,null,-653,7792.05]
["2009-10-12T02:41:32",60.006000518798828,0,null,-223.01573181152344,0,null,null,null,-653,7792.38]
["2009-10-12T02:41:34",60.012001037597656,0,null,-223.01573181152344,0,null,null,null,-653,7792.71]
["2009-10-12T02:41:36",60.013999938964844,0,null,-223.01573181152344,0,null,null,null,-653,7793.04]
["2009-10-12T02:41:38",60.019001007080078,0,null,-223.01573181152344,0,null,null,null,-653,7793.37]
["2009-10-12T02:41:40",60.020999908447266,0,null,-223.01573181152344,0,null,null,null,-653,7793.7]
["2009-10-12T02:41:42",60.025001525878906,0,null,-223.01573181152344,0,null,null,null,-653,7794.03]
["2009-10-12T02:41:44",60.0260009765625,0,null,-223.01573181152344,0,null,null,null,-653,7794.36]
["2009-10-12T02:41:46",60.027000427246094,0,null,-223.01573181152344,0,null,null,null,-653,7794.69]
["2009-10-12T02:41:48",60.028999328613281,0,null,-223.01573181152344,0,null,null,null,-653,7795.02]
["2009-10-12T02:41:50",60.028999328613281,0,null,-223.01573181152344,0,null,null,null,-653,7795.35]
["2009-10-12T02:41:52",60.036998748779297,0,null,-223.01573181152344,0,null,null,null,-653,7795.68]
["2009-10-12T02:41:54",60.035999298095703,0,null,-223.01573181152344,0,null,null,null,-653,7796.01]
["2009-10-12T02:41:56",60.036998748779297,0,null,-223.01573181152344,0,null,null,null,-653,7796.34]
["2009-10-12T02:41:58",60.036998748779297,0,null,-223.01573181152344,0,null,null,null,-653,7796.67]
["2009-10-12T02:42:00",60.035999298095703,0,null,-223.01573181152344,0,null,null,null,-653,7797]
["2009-10-12T02:42:02",60.041000366210938,0,null,-223.01573181152344,0,null,null,null,-653,7797.33]
["2009-10-12T02:42:04",60.042999267578125,0,null,-223.01573181152344,0,null,null,null,-653,7797.66]
["2009-10-12T02:42:06",60.043998718261719,0,null,-223.01573181152344,0,null,null,null,-653,7797.99]
["2009-10-12T02:42:08",60.042999267578125,0,null,-223.01573181152344,0,null,null,null,-653,7798.32]
["2009-10-12T02:42:10",60.046001434326172,0,null,-223.01573181152344,0,null,null,null,-653,7798.65]
["2009-10-12T02:42:12",60.048000335693359,0,null,-223.01573181152344,0,null,null,null,-653,7798.98]
["2009-10-12T02:42:14",60.046001434326172,0,null,-223.01573181152344,0,null,null,null,-653,7799.31]
["2009-10-12T02:42:16",60.046001434326172,0,null,-223.01573181152344,0,null,null,null,-653,7799.64]
["2009-10-12T02:42:18",60.042999267578125,0,null,-223.01573181152344,0,null,null,null,-653,7799.97]
["2009-10-12T02:42:20",60.042999267578125,0,null,-223.01573181152344,0,null,null,null,-653,7800.3]
["2009-10-12T02:42:22",60.043998718261719,0,null,-223.01573181152344,0,null,null,null,-653,7800.63]
["2009-10-12T02:42:24",60.042999267578125,0,null,-223.01573181152344,0,null,null,null,-653,7800.96]
["2009-10-12T02:42:26",60.042999267578125,0,null,-223.01573181152344,0,null,null,null,-653,7801.29]
["2009-10-12T02:42:28",60.044998168945313,0,null,-223.01573181152344,0,null,null,null,-653,7801.62]
["2009-10-12T02:42:30",60.040000915527344,0,null,-223.01573181152344,0,null,null,null,-653,7801.95]
["2009-10-12T02:42:32",60.041000366210938,0,null,-223.01573181152344,0,null,null,null,-653,7802.28]
["2009-10-12T02:42:34",60.03900146484375,0,null,-223.01573181152344,0,null,null,null,-653,7802.61]
["2009-10-12T02:42:36",60.03900146484375,0,null,-223.01573181152344,0,null,null,null,-653,7802.94]
["2009-10-12T02:42:38",60.035999298095703,0,null,-223.01573181152344,0,null,null,null,-653,7803.27]
["2009-10-12T02:42:40",60.037998199462891,0,null,-223.01573181152344,0,null,null,null,-653,7803.6]
["2009-10-12T02:42:42",60.033000946044922,0,null,-223.01573181152344,0,null,null,null,-653,7803.93]
["2009-10-12T02:42:44",60.034000396728516,0,null,-223.01573181152344,0,null,null,null,-653,7804.26]
["2009-10-12T02:42:46",60.036998748779297,0,null,-223.01573181152344,0,null,null,null,-653,7804.59]
["2009-10-12T02:42:48",60.036998748779297,0,null,-223.01573181152344,0,null,null,null,-653,7804.92]
["2009-10-12T02:42:50",60.034999847412109,0,null,-223.01573181152344,0,null,null,null,-653,7805.25]
["2009-10-12T02:42:52",60.029998779296875,0,null,-223.01573181152344,0,null,null,null,-653,7805.58]
["2009-10-12T02:42:54",60.033000946044922,0,null,-223.01573181152344,0,null,null,null,-653,7805.91]
["2009-10-12T02:42:56",60.035999298095703,0,null,-223.01573181152344,0,null,null,null,-653,7806.24]
["2009-10-12T02:42:58",60.033000946044922,0,null,-223.01573181152344,0,null,null,null,-653,7806.57]
["2009-10-12T02:43:00",60.034000396728516,0,null,-223.01573181152344,0,null,null,null,-653,7806.9]
["2009-10-12T02:43:02",60.032001495361328,0,null,-223.01573181152344,0,null,null,null,-653,7807.23]
["2009-10-12T02:43:04",60.032001495361328,0,null,-223.01573181152344,0,null,null,null,-653,7807.56]
["2009-10-12T02:43:06",60.034000396728516,0,null,-223.01573181152344,0,null,null,null,-653,7807.89]
["2009-10-12T02:43:08",60.033000946044922,0,null,-223.01573181152344,0,null,null,null,-653,7808.22]
["2009-10-12T02:43:10",60.036998748779297,0,null,-223.01573181152344,0,null,null,null,-653,7808.55]
["2009-10-12T02:43:12",60.034999847412109,0,null,-223.01573181152344,0,null,null,null,-653,7808.88]
["2009-10-12T02:43:14",60.034999847412109,0,null,-223.01573181152344,0,null,null,null,-653,7809.21]
["2009-10-12T02:43:16",60.035999298095703,0,null,-223.01573181152344,0,null,null,null,-653,7809.54]
["2009-10-12T02:43:18",60.03900146484375,0,null,-223.01573181152344,0,null,null,null,-653,7809.87]
["2009-10-12T02:43:20",60.036998748779297,0,null,-223.01573181152344,0,null,null,null,-653,7810.2]
["2009-10-12T02:43:22",60.03900146484375,0,null,-223.01573181152344,0,null,null,null,-653,7810.53]
["2009-10-12T02:43:24",60.035999298095703,0,null,-223.01573181152344,0,null,null,null,-653,7810.86]
["2009-10-12T02:43:26",60.034000396728516,0,null,-223.01573181152344,0,null,null,null,-653,7811.19]
["2009-10-12T02:43:28",60.037998199462891,0,null,-223.01573181152344,0,null,null,null,-653,7811.52]
["2009-10-12T02:43:30",60.036998748779297,0,null,-223.01573181152344,0,null,null,null,-653,7811.85]
["2009-10-12T02:43:32",60.036998748779297,0,null,-223.01573181152344,0,null,null,null,-653,7812.18]
["2009-10-12T02:43:34",60.036998748779297,0,null,-223.01573181152344,0,null,null,null,-653,7812.51]
["2009-10-12T02:43:36",60.037998199462891,0,null,-223.01573181152344,0,null,null,null,-653,7812.84]
["2009-10-12T02:43:38",60.040000915527344,0,null,-223.01573181152344,0,null,null,null,-653,7813.17]
["2009-10-12T02:43:40",60.042999267578125,0,null,-223.01573181152344,0,null,null,null,-653,7813.5]
["2009-10-12T02:43:42",60.044998168945313,0,null,-223.01573181152344,0,null,null,null,-653,7813.83]
["2009-10-12T02:43:44",60.044998168945313,0,null,-223.01573181152344,0,null,null,null,-653,7814.16]
["2009-10-12T02:43:46",60.041999816894531,0,null,-223.01573181152344,0,null,null,null,-653,7814.49]
["2009-10-12T02:43:48",60.042999267578125,0,null,-223.01573181152344,0,null,null,null,-653,7814.82]
["2009-10-12T02:43:50",60.040000915527344,0,null,-223.01573181152344,0,null,null,null,-653,7815.15]
["2009-10-12T02:43:52",60.043998718261719,0,null,-223.01573181152344,0,null,null,null,-653,7815.48]
["2009-10-12T02:43:54",60.046001434326172,0,null,-223.01573181152344,0,null,null,null,-653,7815.81]
["2009-10-12T02:43:56",60.041999816894531,0,null,-223.01573181152344,0,null,null,null,-653,7816.14]
["2009-10-12T02:43:58",60.034000396728516,0,null,-223.01573181152344,0,null,null,null,-653,7816.47]
["2009-10-12T02:44:00",60.03900146484375,0,null,-223.01573181152344,0,null,null,null,-653,7816.8]
["2009-10-12T02:44:02",60.03900146484375,0,null,-223.01573181152344,0,null,null,null,-653,7817.13]
["2009-10-12T02:44:04",60.035999298095703,0,null,-223.01573181152344,0,null,null,null,-653,7817.46]
["2009-10-12T02:44:06",60.036998748779297,0,null,-223.01573181152344,0,null,null,null,-653,7817.79]
["2009-10-12T02:44:08",60.034000396728516,0,null,-223.01573181152344,0,null,null,null,-653,7818.12]
["2009-10-12T02:44:10",60.033000946044922,0,null,-223.01573181152344,0,null,null,null,-653,7818.45]
["2009-10-12T02:44:12",60.032001495361328,0,null,-223.01573181152344,0,null,null,null,-653,7818.78]
["2009-10-12T02:44:14",60.030998229980469,0,null,-223.01573181152344,0,null,null,null,-653,7819.11]
["2009-10-12T02:44:16",60.033000946044922,0,null,-223.01573181152344,0,null,null,null,-653,7819.44]
["2009-10-12T02:44:18",60.027000427246094,0,null,-223.01573181152344,0,null,null,null,-653,7819.77]
["2009-10-12T02:44:20",60.030998229980469,0,null,-223.01573181152344,0,null,null,null,-653,7820.1]
["2009-10-12T02:44:22",60.032001495361328,0,null,-223.01573181152344,0,null,null,null,-653,7820.43]
["2009-10-12T02:44:24",60.030998229980469,0,null,-223.01573181152344,0,null,null,null,-653,7820.76]
["2009-10-12T02:44:26",60.030998229980469,0,null,-223.01573181152344,0,null,null,null,-653,7821.09]
["2009-10-12T02:44:28",60.033000946044922,0,null,-223.01573181152344,0,null,null,null,-653,7821.42]
["2009-10-12T02:44:30",60.03900146484375,0,null,-223.01573181152344,0,null,null,null,-653,7821.75]
["2009-10-12T02:44:32",60.03900146484375,0,null,-223.01573181152344,0,null,null,null,-653,7822.08]
["2009-10-12T02:44:34",60.037998199462891,0,null,-223.01573181152344,0,null,null,null,-653,7822.41]
["2009-10-12T02:44:36",60.036998748779297,0,null,-223.01573181152344,0,null,null,null,-653,7822.74]
["2009-10-12T02:44:38",60.034999847412109,0,null,-223.01573181152344,0,null,null,null,-653,7823.07]
["2009-10-12T02:44:40",60.036998748779297,0,null,-223.01573181152344,0,null,null,null,-653,7823.4]
["2009-10-12T02:44:42",60.040000915527344,0,null,-223.01573181152344,0,null,null,null,-653,7823.73]
["2009-10-12T02:44:44",60.041999816894531,0,null,-223.01573181152344,0,null,null,null,-653,7824.06]
["2009-10-12T02:44:46",60.034999847412109,0,null,-223.01573181152344,0,null,null,null,-653,7824.39]
["2009-10-12T02:44:48",60.035999298095703,0,null,-223.01573181152344,0,null,null,null,-653,7824.72]
["2009-10-12T02:44:50",60.040000915527344,0,null,-223.01573181152344,0,null,null,null,-653,7825.05]
["2009-10-12T02:44:52",60.044998168945313,0,null,-223.01573181152344,0,null,null,null,-653,7825.38]
["2009-10-12T02:44:54",60.044998168945313,0,null,-223.01573181152344,0,null,null,null,-653,7825.71]
["2009-10-12T02:44:56",60.048000335693359,0,null,-223.01573181152344,0,null,null,null,-653,7826.04]
["2009-10-12T02:44:58",60.041999816894531,0,null,-223.01573181152344,0,null,null,null,-653,7826.37]
["2009-10-12T02:45:00",60.043998718261719,0,null,-223.01573181152344,0,null,null,null,-653,7826.7]
["2009-10-12T02:45:02",60.043998718261719,0,null,-223.01573181152344,0,null,null,null,-653,7827.03]
["2009-10-12T02:45:04",60.043998718261719,0,null,-223.01573181152344,0,null,null,null,-653,7827.36]
["2009-10-12T02:45:06",60.041000366210938,0,null,-223.01573181152344,0,null,null,null,-653,7827.69]
["2009-10-12T02:45:08",60.040000915527344,0,null,-223.01573181152344,0,null,null,null,-653,7828.02]
["2009-10-12T02:45:10",60.040000915527344,0,null,-223.01573181152344,0,null,null,null,-653,7828.35]
["2009-10-12T02:45:12",60.044998168945313,0,null,-223.01573181152344,0,null,null,null,-653,7828.68]
["2009-10-12T02:45:14",60.043998718261719,0,null,-223.01573181152344,0,null,null,null,-653,7829.01]
["2009-10-12T02:45:16",60.041999816894531,0,null,-223.01573181152344,0,null,null,null,-653,7829.34]
["2009-10-12T02:45:18",60.03900146484375,0,null,-223.01573181152344,0,null,null,null,-653,7829.67]
["2009-10-12T02:45:20",60.041999816894531,0,null,-223.01573181152344,0,null,null,null,-653,7830]
["2009-10-12T02:45:22",60.041999816894531,0,null,-223.01573181152344,0,null,null,null,-653,7830.33]
["2009-10-12T02:45:24",60.041000366210938,0,null,-223.01573181152344,0,null,null,null,-653,7830.66]
["2009-10-12T02:45:26",60.037998199462891,0,null,-223.01573181152344,0,null,null,null,-653,7830.99]
["2009-10-12T02:45:28",60.035999298095703,0,null,-223.01573181152344,0,null,null,null,-653,7831.32]
["2009-10-12T02:45:30",60.036998748779297,0,null,-223.01573181152344,0,null,null,null,-653,7831.65]
["2009-10-12T02:45:32",60.03900146484375,0,null,-223.01573181152344,0,null,null,null,-653,7831.98]
["2009-10-12T02:45:34",60.037998199462891,0,null,-223.01573181152344,0,null,null,null,-653,7832.31]
["2009-10-12T02:45:36",60.040000915527344,0,null,-223.01573181152344,0,null,null,null,-653,7832.64]
["2009-10-12T02:45:38",60.03900146484375,0,null,-223.01573181152344,0,null,null,null,-653,7832.97]
["2009-10-12T02:45:40",60.036998748779297,0,null,-223.01573181152344,0,null,null,null,-653,7833.3]
["2009-10-12T02:45:42",60.037998199462891,0,null,-223.01573181152344,0,null,null,null,-653,7833.63]
["2009-10-12T02:45:44",60.03900146484375,0,null,-223.01573181152344,0,null,null,null,-653,7833.96]
["2009-10-12T02:45:46",60.040000915527344,0,null,-223.01573181152344,0,null,null,null,-653,7834.29]
["2009-10-12T02:45:48",60.036998748779297,0,null,-223.01573181152344,0,null,null,null,-653,7834.62]
["2009-10-12T02:45:50",60.036998748779297,0,null,-223.01573181152344,0,null,null,null,-653,7834.95]
["2009-10-12T02:45:52",60.036998748779297,0,null,-223.01573181152344,0,null,null,null,-653,7835.28]
["2009-10-12T02:45:54",60.03900146484375,0,null,-223.01573181152344,0,null,null,null,-653,7835.61]
["2009-10-12T02:45:56",60.037998199462891,0,null,-223.01573181152344,0,null,null,null,-653,7835.94]
["2009-10-12T02:45:58",60.035999298095703,0,null,-223.01573181152344,0,null,null,null,-653,7836.27]
["2009-10-12T02:46:00",60.034999847412109,0,null,-223.01573181152344,0,null,null,null,-653,7836.6]
["2009-10-12T02:46:02",60.033000946044922,0,null,-223.01573181152344,0,null,null,null,-653,7836.93]
["2009-10-12T02:46:04",60.030998229980469,0,null,-223.01573181152344,0,null,null,null,-653,7837.26]
["2009-10-12T02:46:06",60.029998779296875,0,null,-223.01573181152344,0,null,null,null,-653,7837.59]
["2009-10-12T02:46:08",60.032001495361328,0,null,-223.01573181152344,0,null,null,null,-653,7837.92]
["2009-10-12T02:46:10",60.032001495361328,0,null,-223.01573181152344,0,null,null,null,-653,7838.25]
["2009-10-12T02:46:12",60.036998748779297,0,null,-223.01573181152344,0,null,null,null,-653,7838.58]
["2009-10-12T02:46:14",60.041999816894531,0,null,-223.01573181152344,0,null,null,null,-653,7838.91]
["2009-10-12T02:46:16",60.041000366210938,0,null,-223.01573181152344,0,null,null,null,-653,7839.24]
["2009-10-12T02:46:18",60.035999298095703,0,null,-223.01573181152344,0,null,null,null,-653,7839.57]
["2009-10-12T02:46:20",60.030998229980469,0,null,-223.01573181152344,0,null,null,null,-653,7839.9]
["2009-10-12T02:46:22",60.032001495361328,0,null,-223.01573181152344,0,null,null,null,-653,7840.23]
["2009-10-12T02:46:24",60.030998229980469,0,null,-223.01573181152344,0,null,null,null,-653,7840.56]
["2009-10-12T02:46:26",60.034000396728516,0,null,-223.01573181152344,0,null,null,null,-653,7840.89]
["2009-10-12T02:46:28",60.034000396728516,0,null,-223.01573181152344,0,null,null,null,-653,7841.22]
["2009-10-12T02:46:30",60.032001495361328,0,null,-223.01573181152344,0,null,null,null,-653,7841.55]
["2009-10-12T02:46:32",60.037998199462891,0,null,-223.01573181152344,0,null,null,null,-653,7841.88]
["2009-10-12T02:46:34",60.042999267578125,0,null,-223.01573181152344,0,null,null,null,-653,7842.21]
["2009-10-12T02:46:36",60.043998718261719,0,null,-223.01573181152344,0,null,null,null,-653,7842.54]
["2009-10-12T02:46:38",60.041999816894531,0,null,-223.01573181152344,0,null,null,null,-653,7842.87]
["2009-10-12T02:46:40",60.044998168945313,0,null,-223.01573181152344,0,null,null,null,-653,7843.2]
["2009-10-12T02:46:42",60.040000915527344,0,null,-223.01573181152344,0,null,null,null,-653,7843.53]
["2009-10-12T02:46:44",60.040000915527344,0,null,-223.01573181152344,0,null,null,null,-653,7843.86]
["2009-10-12T02:46:46",60.042999267578125,0,null,-223.01573181152344,0,null,null,null,-653,7844.19]
["2009-10-12T02:46:48",60.042999267578125,0,null,-223.01573181152344,0,null,null,null,-653,7844.52]
["2009-10-12T02:46:50",60.041000366210938,0,null,-223.01573181152344,0,null,null,null,-653,7844.85]
["2009-10-12T02:46:52",60.040000915527344,0,null,-223.01573181152344,0,null,null,null,-653,7845.18]
["2009-10-12T02:46:54",60.037998199462891,0,null,-223.01573181152344,0,null,null,null,-653,7845.51]
["2009-10-12T02:46:56",60.042999267578125,0,null,-223.01573181152344,0,null,null,null,-653,7845.84]
["2009-10-12T02:46:58",60.043998718261719,0,null,-223.01573181152344,0,null,null,null,-653,7846.17]
["2009-10-12T02:47:00",60.041999816894531,0,null,-223.01573181152344,0,null,null,null,-653,7846.5]
["2009-10-12T02:47:02",60.035999298095703,0,null,-223.01573181152344,0,null,null,null,-653,7846.83]
["2009-10-12T02:47:04",60.042999267578125,0,null,-223.01573181152344,0,null,null,null,-653,7847.16]
["2009-10-12T02:47:06",60.041000366210938,0,null,-223.01573181152344,0,null,null,null,-653,7847.49]
["2009-10-12T02:47:08",60.041999816894531,0,null,-223.01573181152344,0,null,null,null,-653,7847.82]
["2009-10-12T02:47:10",60.042999267578125,0,null,-223.01573181152344,0,null,null,null,-653,7848.15]
["2009-10-12T02:47:12",60.042999267578125,0,null,-223.01573181152344,0,null,null,null,-653,7848.48]
["2009-10-12T02:47:14",60.035999298095703,0,null,-223.01573181152344,0,null,null,null,-653,7848.81]
["2009-10-12T02:47:16",60.03900146484375,0,null,-223.01573181152344,0,null,null,null,-653,7849.14]
["2009-10-12T02:47:18",60.03900146484375,0,null,-223.01573181152344,0,null,null,null,-653,7849.47]
["2009-10-12T02:47:20",60.036998748779297,0,null,-223.01573181152344,0,null,null,null,-653,7849.8]
["2009-10-12T02:47:22",60.034000396728516,0,null,-223.01573181152344,0,null,null,null,-653,7850.13]
["2009-10-12T02:47:24",60.034999847412109,0,null,-223.01573181152344,0,null,null,null,-653,7850.46]
["2009-10-12T02:47:26",60.034999847412109,0,null,-223.01573181152344,0,null,null,null,-653,7850.79]
["2009-10-12T02:47:28",60.034999847412109,0,null,-223.01573181152344,0,null,null,null,-653,7851.12]
["2009-10-12T02:47:30",60.035999298095703,0,null,-223.01573181152344,0,null,null,null,-653,7851.45]
["2009-10-12T02:47:32",60.029998779296875,0,null,-223.01573181152344,0,null,null,null,-653,7851.78]
["2009-10-12T02:47:34",60.029998779296875,0,null,-223.01573181152344,0,null,null,null,-653,7852.11]
["2009-10-12T02:47:36",60.029998779296875,0,null,-223.01573181152344,0,null,null,null,-653,7852.44]
["2009-10-12T02:47:38",60.030998229980469,0,null,-223.01573181152344,0,null,null,null,-653,7852.77]
["2009-10-12T02:47:40",60.030998229980469,0,null,-223.01573181152344,0,null,null,null,-653,7853.1]
["2009-10-12T02:47:42",60.032001495361328,0,null,-223.01573181152344,0,null,null,null,-653,7853.43]
["2009-10-12T02:47:44",60.030998229980469,0,null,-223.01573181152344,0,null,null,null,-653,7853.76]
["2009-10-12T02:47:46",60.032001495361328,0,null,-223.01573181152344,0,null,null,null,-653,7854.09]
["2009-10-12T02:47:48",60.032001495361328,0,null,-223.01573181152344,0,null,null,null,-653,7854.42]
["2009-10-12T02:47:50",60.032001495361328,0,null,-223.01573181152344,0,null,null,null,-653,7854.75]
["2009-10-12T02:47:52",60.033000946044922,0,null,-223.01573181152344,0,null,null,null,-653,7855.08]
["2009-10-12T02:47:54",60.036998748779297,0,null,-223.01573181152344,0,null,null,null,-653,7855.41]
["2009-10-12T02:47:56",60.040000915527344,0,null,-223.01573181152344,0,null,null,null,-653,7855.74]
["2009-10-12T02:47:58",60.03900146484375,0,null,-223.01573181152344,0,null,null,null,-653,7856.07]
["2009-10-12T02:48:00",60.041999816894531,0,null,-223.01573181152344,0,null,null,null,-653,7856.4]
["2009-10-12T02:48:02",60.035999298095703,0,null,-223.01573181152344,0,null,null,null,-653,7856.73]
["2009-10-12T02:48:04",60.03900146484375,0,null,-223.01573181152344,0,null,null,null,-653,7857.06]
["2009-10-12T02:48:06",60.041000366210938,0,null,-223.01573181152344,0,null,null,null,-653,7857.39]
["2009-10-12T02:48:08",60.040000915527344,0,null,-223.01573181152344,0,null,null,null,-653,7857.72]
["2009-10-12T02:48:10",60.034999847412109,0,null,-223.01573181152344,0,null,null,null,-653,7858.05]
["2009-10-12T02:48:12",60.035999298095703,0,null,-223.01573181152344,0,null,null,null,-653,7858.38]
["2009-10-12T02:48:14",60.037998199462891,0,null,-223.01573181152344,0,null,null,null,-653,7858.71]
["2009-10-12T02:48:16",60.036998748779297,0,null,-223.01573181152344,0,null,null,null,-653,7859.04]
["2009-10-12T02:48:18",60.041000366210938,0,null,-223.01573181152344,0,null,null,null,-653,7859.37]
["2009-10-12T02:48:20",60.040000915527344,0,null,-223.01573181152344,0,null,null,null,-653,7859.7]
["2009-10-12T02:48:22",60.035999298095703,0,null,-223.01573181152344,0,null,null,null,-653,7860.03]
["2009-10-12T02:48:24",60.033000946044922,0,null,-223.01573181152344,0,null,null,null,-653,7860.36]
["2009-10-12T02:48:26",60.034000396728516,0,null,-223.01573181152344,0,null,null,null,-653,7860.69]
["2009-10-12T02:48:28",60.037998199462891,0,null,-223.01573181152344,0,null,null,null,-653,7861.02]
["2009-10-12T02:48:30",60.040000915527344,0,null,-223.01573181152344,0,null,null,null,-653,7861.35]
["2009-10-12T02:48:32",60.041000366210938,0,null,-223.01573181152344,0,null,null,null,-653,7861.68]
["2009-10-12T02:48:34",60.036998748779297,0,null,-223.01573181152344,0,null,null,null,-653,7862.01]
["2009-10-12T02:48:36",60.036998748779297,0,null,-223.01573181152344,0,null,null,null,-653,7862.34]
["2009-10-12T02:48:38",60.035999298095703,0,null,-223.01573181152344,0,null,null,null,-653,7862.67]
["2009-10-12T02:48:40",60.036998748779297,0,null,-223.01573181152344,0,null,null,null,-653,7863]
["2009-10-12T02:48:42",60.037998199462891,0,null,-223.01573181152344,0,null,null,null,-653,7863.33]
["2009-10-12T02:48:44",60.03900146484375,0,null,-223.01573181152344,0,null,null,null,-653,7863.66]
["2009-10-12T02:48:46",60.037998199462891,0,null,-223.01573181152344,0,null,null,null,-653,7863.99]
["2009-10-12T02:48:48",60.034000396728516,0,null,-223.01573181152344,0,null,null,null,-653,7864.32]
["2009-10-12T02:48:50",60.033000946044922,0,null,-223.01573181152344,0,null,null,null,-653,7864.65]
["2009-10-12T02:48:52",60.030998229980469,0,null,-223.01573181152344,0,null,null,null,-653,7864.98]
["2009-10-12T02:48:54",60.034000396728516,0,null,-223.01573181152344,0,null,null,null,-653,7865.31]
["2009-10-12T02:48:56",60.028999328613281,0,null,-223.01573181152344,0,null,null,null,-653,7865.64]
["2009-10-12T02:48:58",60.028999328613281,0,null,-223.01573181152344,0,null,null,null,-653,7865.97]
["2009-10-12T02:49:00",60.030998229980469,0,null,-223.01573181152344,0,null,null,null,-653,7866.3]
["2009-10-12T02:49:02",60.029998779296875,0,null,-223.01573181152344,0,null,null,null,-653,7866.63]
["2009-10-12T02:49:04",60.029998779296875,0,null,-223.01573181152344,0,null,null,null,-653,7866.96]
["2009-10-12T02:49:06",60.0260009765625,0,null,-223.01573181152344,0,null,null,null,-653,7867.29]
["2009-10-12T02:49:08",60.021999359130859,0,null,-223.01573181152344,0,null,null,null,-653,7867.62]
["2009-10-12T02:49:10",60.020999908447266,0,null,-223.01573181152344,0,null,null,null,-653,7867.95]
["2009-10-12T02:49:12",60.023998260498047,0,null,-223.01573181152344,0,null,null,null,-653,7868.28]
["2009-10-12T02:49:14",60.022998809814453,0,null,-223.01573181152344,0,null,null,null,-653,7868.61]
["2009-10-12T02:49:16",60.020000457763672,0,null,-223.01573181152344,0,null,null,null,-653,7868.94]
["2009-10-12T02:49:18",60.020999908447266,0,null,-223.01573181152344,0,null,null,null,-653,7869.27]
["2009-10-12T02:49:20",60.022998809814453,0,null,-223.01573181152344,0,null,null,null,-653,7869.6]
["2009-10-12T02:49:22",60.025001525878906,0,null,-223.01573181152344,0,null,null,null,-653,7869.93]
["2009-10-12T02:49:24",60.0260009765625,0,null,-223.01573181152344,0,null,null,null,-653,7870.26]
["2009-10-12T02:49:26",60.0260009765625,0,null,-223.01573181152344,0,null,null,null,-653,7870.59]
["2009-10-12T02:49:28",60.025001525878906,0,null,-223.01573181152344,0,null,null,null,-653,7870.92]
["2009-10-12T02:49:30",60.023998260498047,0,null,-223.01573181152344,0,null,null,null,-653,7871.25]
["2009-10-12T02:49:32",60.023998260498047,0,null,-223.01573181152344,0,null,null,null,-653,7871.58]
["2009-10-12T02:49:34",60.025001525878906,0,null,-223.01573181152344,0,null,null,null,-653,7871.91]
["2009-10-12T02:49:36",60.022998809814453,0,null,-223.01573181152344,0,null,null,null,-653,7872.24]
["2009-10-12T02:49:38",60.022998809814453,0,null,-223.01573181152344,0,null,null,null,-653,7872.57]
["2009-10-12T02:49:40",60.021999359130859,0,null,-223.01573181152344,0,null,null,null,-653,7872.9]
["2009-10-12T02:49:42",60.0260009765625,0,null,-223.01573181152344,0,null,null,null,-653,7873.23]
["2009-10-12T02:49:44",60.028999328613281,0,null,-223.01573181152344,0,null,null,null,-653,7873.56]
["2009-10-12T02:49:46",60.0260009765625,0,null,-223.01573181152344,0,null,null,null,-653,7873.89]
["2009-10-12T02:49:48",60.023998260498047,0,null,-223.01573181152344,0,null,null,null,-653,7874.22]
["2009-10-12T02:49:50",60.020999908447266,0,null,-223.01573181152344,0,null,null,null,-653,7874.55]
["2009-10-12T02:49:52",60.025001525878906,0,null,-223.01573181152344,0,null,null,null,-653,7874.88]
["2009-10-12T02:49:54",60.025001525878906,0,null,-223.01573181152344,0,null,null,null,-653,7875.21]
["2009-10-12T02:49:56",60.025001525878906,0,null,-223.01573181152344,0,null,null,null,-653,7875.54]
["2009-10-12T02:49:58",60.022998809814453,0,null,-223.01573181152344,0,null,null,null,-653,7875.87]
["2009-10-12T02:50:00",60.0260009765625,0,null,-223.01573181152344,0,null,null,null,-653,7876.2]
["2009-10-12T02:50:02",60.023998260498047,0,null,-223.01573181152344,0,null,null,null,-653,7876.53]
["2009-10-12T02:50:04",60.021999359130859,0,null,-223.01573181152344,0,null,null,null,-653,7876.86]
["2009-10-12T02:50:06",60.022998809814453,0,null,-223.01573181152344,0,null,null,null,-653,7877.19]
["2009-10-12T02:50:08",60.0260009765625,0,null,-223.01573181152344,0,null,null,null,-653,7877.52]
["2009-10-12T02:50:10",60.025001525878906,0,null,-223.01573181152344,0,null,null,null,-653,7877.85]
["2009-10-12T02:50:12",60.020000457763672,0,null,-223.01573181152344,0,null,null,null,-653,7878.18]
["2009-10-12T02:50:14",60.020000457763672,0,null,-223.01573181152344,0,null,null,null,-653,7878.51]
["2009-10-12T02:50:16",60.019001007080078,0,null,-223.01573181152344,0,null,null,null,-653,7878.84]
["2009-10-12T02:50:18",60.014999389648438,0,null,-223.01573181152344,0,null,null,null,-653,7879.17]
["2009-10-12T02:50:20",60.015998840332031,0,null,-223.01573181152344,0,null,null,null,-653,7879.5]
["2009-10-12T02:50:22",60.016998291015625,0,null,-223.01573181152344,0,null,null,null,-653,7879.83]
["2009-10-12T02:50:24",60.014999389648438,0,null,-223.01573181152344,0,null,null,null,-653,7880.16]
["2009-10-12T02:50:26",60.014999389648438,0,null,-223.01573181152344,0,null,null,null,-653,7880.49]
["2009-10-12T02:50:28",60.016998291015625,0,null,-223.01573181152344,0,null,null,null,-653,7880.82]
["2009-10-12T02:50:30",60.016998291015625,0,null,-223.01573181152344,0,null,null,null,-653,7881.15]
["2009-10-12T02:50:32",60.012001037597656,0,null,-223.01573181152344,0,null,null,null,-653,7881.48]
["2009-10-12T02:50:34",60.009998321533203,0,null,-223.01573181152344,0,null,null,null,-653,7881.81]
["2009-10-12T02:50:36",60.007999420166016,0,null,-223.01573181152344,0,null,null,null,-653,7882.14]
["2009-10-12T02:50:38",60.001998901367188,0,null,-223.01573181152344,0,null,null,null,-653,7882.47]
["2009-10-12T02:50:40",59.999000549316406,0,null,-223.01573181152344,0,null,null,null,-653,7882.8]
["2009-10-12T02:50:42",59.999000549316406,0,null,-223.01573181152344,0,null,null,null,-653,7883.13]
["2009-10-12T02:50:44",60.001998901367188,0,null,-223.01573181152344,0,null,null,null,-653,7883.46]
["2009-10-12T02:50:46",60.002998352050781,0,null,-223.01573181152344,0,null,null,null,-653,7883.79]
["2009-10-12T02:50:48",60.004001617431641,0,null,-223.01573181152344,0,null,null,null,-653,7884.12]
["2009-10-12T02:50:50",60.000999450683594,0,null,-223.01573181152344,0,null,null,null,-653,7884.45]
["2009-10-12T02:50:52",59.995998382568359,0,null,-223.01573181152344,0,null,null,null,-653,7884.78]
["2009-10-12T02:50:54",59.993000030517578,0,null,-223.01573181152344,0,null,null,null,-653,7885.11]
["2009-10-12T02:50:56",59.992000579833984,0,null,-223.01573181152344,0,null,null,null,-653,7885.44]
["2009-10-12T02:50:58",59.988998413085937,0,null,-223.01573181152344,0,null,null,null,-653,7885.77]
["2009-10-12T02:51:00",59.98699951171875,0,null,-223.01573181152344,0,null,null,null,-653,7886.1]
["2009-10-12T02:51:02",59.985000610351563,0,null,-223.01573181152344,0,null,null,null,-653,7886.43]
["2009-10-12T02:51:04",59.985000610351563,0,null,-223.01573181152344,0,null,null,null,-653,7886.76]
["2009-10-12T02:51:06",59.986000061035156,0,null,-223.01573181152344,0,null,null,null,-653,7887.09]
["2009-10-12T02:51:08",59.984001159667969,0,null,-223.01573181152344,0,null,null,null,-653,7887.42]
["2009-10-12T02:51:10",59.980998992919922,0,null,-223.01573181152344,0,null,null,null,-653,7887.75]
["2009-10-12T02:51:12",59.979999542236328,0,null,-223.01573181152344,0,null,null,null,-653,7888.08]
["2009-10-12T02:51:14",59.977001190185547,0,null,-223.01573181152344,0,null,null,null,-653,7888.41]
["2009-10-12T02:51:16",59.974998474121094,0,null,-223.01573181152344,0,null,null,null,-653,7888.74]
["2009-10-12T02:51:18",59.976001739501953,0,null,-223.01573181152344,0,null,null,null,-653,7889.07]
["2009-10-12T02:51:20",59.972000122070313,0,null,-223.01573181152344,0,null,null,null,-653,7889.4]
["2009-10-12T02:51:22",59.9739990234375,0,null,-223.01573181152344,0,null,null,null,-653,7889.73]
["2009-10-12T02:51:24",59.977001190185547,0,null,-223.01573181152344,0,null,null,null,-653,7890.06]
["2009-10-12T02:51:26",59.974998474121094,0,null,-223.01573181152344,0,null,null,null,-653,7890.39]
["2009-10-12T02:51:28",59.972999572753906,0,null,-223.01573181152344,0,null,null,null,-653,7890.72]
["2009-10-12T02:51:30",59.971000671386719,0,null,-223.01573181152344,0,null,null,null,-653,7891.05]
["2009-10-12T02:51:32",59.971000671386719,0,null,-223.01573181152344,0,null,null,null,-653,7891.38]
["2009-10-12T02:51:34",59.976001739501953,0,null,-223.01573181152344,0,null,null,null,-653,7891.71]
["2009-10-12T02:51:36",59.979000091552734,0,null,-223.01573181152344,0,null,null,null,-653,7892.04]
["2009-10-12T02:51:38",59.979999542236328,0,null,-223.01573181152344,0,null,null,null,-653,7892.37]
["2009-10-12T02:51:40",59.979000091552734,0,null,-223.01573181152344,0,null,null,null,-653,7892.7]
["2009-10-12T02:51:42",59.981998443603516,0,null,-223.01573181152344,0,null,null,null,-653,7893.03]
["2009-10-12T02:51:44",59.981998443603516,0,null,-223.01573181152344,0,null,null,null,-653,7893.36]
["2009-10-12T02:51:46",59.983001708984375,0,null,-223.01573181152344,0,null,null,null,-653,7893.69]
["2009-10-12T02:51:48",59.980998992919922,0,null,-223.01573181152344,0,null,null,null,-653,7894.02]
["2009-10-12T02:51:50",59.979000091552734,0,null,-223.01573181152344,0,null,null,null,-653,7894.35]
["2009-10-12T02:51:52",59.978000640869141,0,null,-223.01573181152344,0,null,null,null,-653,7894.68]
["2009-10-12T02:51:54",59.976001739501953,0,null,-223.01573181152344,0,null,null,null,-653,7895.01]
["2009-10-12T02:51:56",59.978000640869141,0,null,-223.01573181152344,0,null,null,null,-653,7895.34]
["2009-10-12T02:51:58",59.977001190185547,0,null,-223.01573181152344,0,null,null,null,-653,7895.67]
["2009-10-12T02:52:00",59.976001739501953,0,null,-223.01573181152344,0,null,null,null,-653,7896]
["2009-10-12T02:52:02",59.978000640869141,0,null,-223.01573181152344,0,null,null,null,-653,7896.33]
["2009-10-12T02:52:04",59.974998474121094,0,null,-223.01573181152344,0,null,null,null,-653,7896.66]
["2009-10-12T02:52:06",59.971000671386719,0,null,-223.01573181152344,0,null,null,null,-653,7896.99]
["2009-10-12T02:52:08",59.970001220703125,0,null,-223.01573181152344,0,null,null,null,-653,7897.32]
["2009-10-12T02:52:10",59.970001220703125,0,null,-223.01573181152344,0,null,null,null,-653,7897.65]
["2009-10-12T02:52:12",59.971000671386719,0,null,-223.01573181152344,0,null,null,null,-653,7897.98]
["2009-10-12T02:52:14",59.990001678466797,0,null,-223.01573181152344,0,null,null,null,-653,7898.31]
["2009-10-12T02:52:16",59.998001098632813,0,null,-223.01573181152344,0,null,null,null,-653,7898.64]
["2009-10-12T02:52:18",59.999000549316406,0,null,-223.01573181152344,0,null,null,null,-653,7898.97]
["2009-10-12T02:52:20",59.999000549316406,0,null,-223.01573181152344,0,null,null,null,-653,7899.3]
["2009-10-12T02:52:22",59.998001098632813,0,null,-223.01573181152344,0,null,null,null,-653,7899.63]
["2009-10-12T02:52:24",59.999000549316406,0,null,-223.01573181152344,0,null,null,null,-653,7899.96]
["2009-10-12T02:52:26",60.002998352050781,0,null,-223.01573181152344,0,null,null,null,-653,7900.29]
["2009-10-12T02:52:28",60.005001068115234,0,null,-223.01573181152344,0,null,null,null,-653,7900.62]
["2009-10-12T02:52:30",60.005001068115234,0,null,-223.01573181152344,0,null,null,null,-653,7900.95]
["2009-10-12T02:52:32",60.009998321533203,0,null,-223.01573181152344,0,null,null,null,-653,7901.28]
["2009-10-12T02:52:34",60.01300048828125,0,null,-223.01573181152344,0,null,null,null,-653,7901.61]
["2009-10-12T02:52:36",60.020000457763672,0,null,-223.01573181152344,0,null,null,null,-653,7901.94]
["2009-10-12T02:52:38",60.021999359130859,0,null,-223.01573181152344,0,null,null,null,-653,7902.27]
["2009-10-12T02:52:40",60.023998260498047,0,null,-223.01573181152344,0,null,null,null,-653,7902.6]
["2009-10-12T02:52:42",60.025001525878906,0,null,-223.01573181152344,0,null,null,null,-653,7902.93]
["2009-10-12T02:52:44",60.025001525878906,0,null,-223.01573181152344,0,null,null,null,-653,7903.26]
["2009-10-12T02:52:46",60.023998260498047,0,null,-223.01573181152344,0,null,null,null,-653,7903.59]
["2009-10-12T02:52:48",60.022998809814453,0,null,-223.01573181152344,0,null,null,null,-653,7903.92]
["2009-10-12T02:52:50",60.028999328613281,0,null,-223.01573181152344,0,null,null,null,-653,7904.25]
["2009-10-12T02:52:52",60.028999328613281,0,null,-223.01573181152344,0,null,null,null,-653,7904.58]
["2009-10-12T02:52:54",60.028999328613281,0,null,-223.01573181152344,0,null,null,null,-653,7904.91]
["2009-10-12T02:52:56",60.027999877929687,0,null,-223.01573181152344,0,null,null,null,-653,7905.24]
["2009-10-12T02:52:58",60.027999877929687,0,null,-223.01573181152344,0,null,null,null,-653,7905.57]
["2009-10-12T02:53:00",60.030998229980469,0,null,-223.01573181152344,0,null,null,null,-653,7905.9]
["2009-10-12T02:53:02",60.032001495361328,0,null,-223.01573181152344,0,null,null,null,-653,7906.23]
["2009-10-12T02:53:04",60.033000946044922,0,null,-223.01573181152344,0,null,null,null,-653,7906.56]
["2009-10-12T02:53:06",60.030998229980469,0,null,-223.01573181152344,0,null,null,null,-653,7906.89]
["2009-10-12T02:53:08",60.029998779296875,0,null,-223.01573181152344,0,null,null,null,-653,7907.22]
["2009-10-12T02:53:10",60.021999359130859,0,null,-223.01573181152344,0,null,null,null,-653,7907.55]
["2009-10-12T02:53:12",60.020999908447266,0,null,-223.01573181152344,0,null,null,null,-653,7907.88]
["2009-10-12T02:53:14",60.019001007080078,0,null,-223.01573181152344,0,null,null,null,-653,7908.21]
["2009-10-12T02:53:16",60.016998291015625,0,null,-223.01573181152344,0,null,null,null,-653,7908.54]
["2009-10-12T02:53:18",60.016998291015625,0,null,-223.01573181152344,0,null,null,null,-653,7908.87]
["2009-10-12T02:53:20",60.016998291015625,0,null,-223.01573181152344,0,null,null,null,-653,7909.2]
["2009-10-12T02:53:22",60.015998840332031,0,null,-223.01573181152344,0,null,null,null,-653,7909.53]
["2009-10-12T02:53:24",60.014999389648438,0,null,-223.01573181152344,0,null,null,null,-653,7909.86]
["2009-10-12T02:53:26",60.014999389648438,0,null,-223.01573181152344,0,null,null,null,-653,7910.19]
["2009-10-12T02:53:28",60.012001037597656,0,null,-223.01573181152344,0,null,null,null,-653,7910.52]
["2009-10-12T02:53:30",60.008998870849609,0,null,-223.01573181152344,0,null,null,null,-653,7910.85]
["2009-10-12T02:53:32",60.007999420166016,0,null,-223.01573181152344,0,null,null,null,-653,7911.18]
["2009-10-12T02:53:34",60.007999420166016,0,null,-223.01573181152344,0,null,null,null,-653,7911.51]
["2009-10-12T02:53:36",60.005001068115234,0,null,-223.01573181152344,0,null,null,null,-653,7911.84]
["2009-10-12T02:53:38",60.005001068115234,0,null,-223.01573181152344,0,null,null,null,-653,7912.17]
["2009-10-12T02:53:40",60.002998352050781,0,null,-223.01573181152344,0,null,null,null,-653,7912.5]
["2009-10-12T02:53:42",59.999000549316406,0,null,-223.01573181152344,0,null,null,null,-653,7912.83]
["2009-10-12T02:53:44",59.997001647949219,0,null,-223.01573181152344,0,null,null,null,-653,7913.16]
["2009-10-12T02:53:46",59.999000549316406,0,null,-223.01573181152344,0,null,null,null,-653,7913.49]
["2009-10-12T02:53:48",60,0,null,-223.01573181152344,0,null,null,null,-653,7913.82]
["2009-10-12T02:53:50",59.998001098632813,0,null,-223.01573181152344,0,null,null,null,-653,7914.15]
["2009-10-12T02:53:52",59.994998931884766,0,null,-223.01573181152344,0,null,null,null,-653,7914.48]
["2009-10-12T02:53:54",59.993999481201172,0,null,-223.01573181152344,0,null,null,null,-653,7914.81]
["2009-10-12T02:53:56",59.992000579833984,0,null,-223.01573181152344,0,null,null,null,-653,7915.14]
["2009-10-12T02:53:58",59.993000030517578,0,null,-223.01573181152344,0,null,null,null,-653,7915.47]
["2009-10-12T02:54:00",59.987998962402344,0,null,-223.01573181152344,0,null,null,null,-653,7915.8]
["2009-10-12T02:54:02",59.985000610351563,0,null,-223.01573181152344,0,null,null,null,-653,7916.13]
["2009-10-12T02:54:04",59.986000061035156,0,null,-223.01573181152344,0,null,null,null,-653,7916.46]
["2009-10-12T02:54:06",59.987998962402344,0,null,-223.01573181152344,0,null,null,null,-653,7916.79]
["2009-10-12T02:54:08",59.987998962402344,0,null,-223.01573181152344,0,null,null,null,-653,7917.12]
["2009-10-12T02:54:10",59.985000610351563,0,null,-223.01573181152344,0,null,null,null,-653,7917.45]
["2009-10-12T02:54:12",59.983001708984375,0,null,-223.01573181152344,0,null,null,null,-653,7917.78]
["2009-10-12T02:54:14",59.983001708984375,0,null,-223.01573181152344,0,null,null,null,-653,7918.11]
["2009-10-12T02:54:16",59.985000610351563,0,null,-223.01573181152344,0,null,null,null,-653,7918.44]
["2009-10-12T02:54:18",59.986000061035156,0,null,-223.01573181152344,0,null,null,null,-653,7918.77]
["2009-10-12T02:54:20",59.98699951171875,0,null,-223.01573181152344,0,null,null,null,-653,7919.1]
["2009-10-12T02:54:22",59.990001678466797,0,null,-223.01573181152344,0,null,null,null,-653,7919.43]
["2009-10-12T02:54:24",59.986000061035156,0,null,-223.01573181152344,0,null,null,null,-653,7919.76]
["2009-10-12T02:54:26",59.985000610351563,0,null,-223.01573181152344,0,null,null,null,-653,7920.09]
["2009-10-12T02:54:28",59.984001159667969,0,null,-223.01573181152344,0,null,null,null,-653,7920.42]
["2009-10-12T02:54:30",59.983001708984375,0,null,-223.01573181152344,0,null,null,null,-653,7920.75]
["2009-10-12T02:54:32",59.981998443603516,0,null,-223.01573181152344,0,null,null,null,-653,7921.08]
["2009-10-12T02:54:34",59.981998443603516,0,null,-223.01573181152344,0,null,null,null,-653,7921.41]
["2009-10-12T02:54:36",59.979999542236328,0,null,-223.01573181152344,0,null,null,null,-653,7921.74]
["2009-10-12T02:54:38",59.978000640869141,0,null,-223.01573181152344,0,null,null,null,-653,7922.07]
["2009-10-12T02:54:40",59.977001190185547,0,null,-223.01573181152344,0,null,null,null,-653,7922.4]
["2009-10-12T02:54:42",59.974998474121094,0,null,-223.01573181152344,0,null,null,null,-653,7922.73]
["2009-10-12T02:54:44",59.972999572753906,0,null,-223.01573181152344,0,null,null,null,-653,7923.06]
["2009-10-12T02:54:46",59.974998474121094,0,null,-223.01573181152344,0,null,null,null,-653,7923.39]
["2009-10-12T02:54:48",59.976001739501953,0,null,-223.01573181152344,0,null,null,null,-653,7923.72]
["2009-10-12T02:54:50",59.976001739501953,0,null,-223.01573181152344,0,null,null,null,-653,7924.05]
["2009-10-12T02:54:52",59.979000091552734,0,null,-223.01573181152344,0,null,null,null,-653,7924.38]
["2009-10-12T02:54:54",59.981998443603516,0,null,-223.01573181152344,0,null,null,null,-653,7924.71]
["2009-10-12T02:54:56",59.979000091552734,0,null,-223.01573181152344,0,null,null,null,-653,7925.04]
["2009-10-12T02:54:58",59.979000091552734,0,null,-223.01573181152344,0,null,null,null,-653,7925.37]
["2009-10-12T02:55:00",59.977001190185547,0,null,-223.01573181152344,0,null,null,null,-653,7925.7]
["2009-10-12T02:55:02",59.977001190185547,0,null,-223.01573181152344,0,null,null,null,-653,7926.03]
["2009-10-12T02:55:04",59.978000640869141,0,null,-223.01573181152344,0,null,null,null,-653,7926.36]
["2009-10-12T02:55:06",59.978000640869141,0,null,-223.01573181152344,0,null,null,null,-653,7926.69]
["2009-10-12T02:55:08",59.978000640869141,0,null,-223.01573181152344,0,null,null,null,-653,7927.02]
["2009-10-12T02:55:10",59.979000091552734,0,null,-223.01573181152344,0,null,null,null,-653,7927.35]
["2009-10-12T02:55:12",59.983001708984375,0,null,-223.01573181152344,0,null,null,null,-653,7927.68]
["2009-10-12T02:55:14",59.980998992919922,0,null,-223.01573181152344,0,null,null,null,-653,7928.01]
["2009-10-12T02:55:16",59.979999542236328,0,null,-223.01573181152344,0,null,null,null,-653,7928.34]
["2009-10-12T02:55:18",59.978000640869141,0,null,-223.01573181152344,0,null,null,null,-653,7928.67]
["2009-10-12T02:55:20",59.979000091552734,0,null,-223.01573181152344,0,null,null,null,-653,7929]
["2009-10-12T02:55:22",59.978000640869141,0,null,-223.01573181152344,0,null,null,null,-653,7929.33]
["2009-10-12T02:55:24",59.979000091552734,0,null,-223.01573181152344,0,null,null,null,-653,7929.66]
["2009-10-12T02:55:26",59.983001708984375,0,null,-223.01573181152344,0,null,null,null,-653,7929.99]
["2009-10-12T02:55:28",59.98699951171875,0,null,-223.01573181152344,0,null,null,null,-653,7930.32]
["2009-10-12T02:55:30",59.990001678466797,0,null,-223.01573181152344,0,null,null,null,-653,7930.65]
["2009-10-12T02:55:32",59.992000579833984,0,null,-223.01573181152344,0,null,null,null,-653,7930.98]
["2009-10-12T02:55:34",59.993000030517578,0,null,-223.01573181152344,0,null,null,null,-653,7931.31]
["2009-10-12T02:55:36",59.990001678466797,0,null,-223.01573181152344,0,null,null,null,-653,7931.64]
["2009-10-12T02:55:38",59.987998962402344,0,null,-223.01573181152344,0,null,null,null,-653,7931.97]
["2009-10-12T02:55:40",59.987998962402344,0,null,-223.01573181152344,0,null,null,null,-653,7932.3]
["2009-10-12T02:55:42",59.990001678466797,0,null,-223.01573181152344,0,null,null,null,-653,7932.63]
["2009-10-12T02:55:44",59.993000030517578,0,null,-223.01573181152344,0,null,null,null,-653,7932.96]
["2009-10-12T02:55:46",59.993999481201172,0,null,-223.01573181152344,0,null,null,null,-653,7933.29]
["2009-10-12T02:55:48",59.993000030517578,0,null,-223.01573181152344,0,null,null,null,-653,7933.62]
["2009-10-12T02:55:50",59.993999481201172,0,null,-223.01573181152344,0,null,null,null,-653,7933.95]
["2009-10-12T02:55:52",59.993999481201172,0,null,-223.01573181152344,0,null,null,null,-653,7934.28]
["2009-10-12T02:55:54",59.993000030517578,0,null,-223.01573181152344,0,null,null,null,-653,7934.61]
["2009-10-12T02:55:56",59.988998413085937,0,null,-223.01573181152344,0,null,null,null,-653,7934.94]
["2009-10-12T02:55:58",59.984001159667969,0,null,-223.01573181152344,0,null,null,null,-653,7935.27]
["2009-10-12T02:56:00",59.986000061035156,0,null,-223.01573181152344,0,null,null,null,-653,7935.6]
["2009-10-12T02:56:02",59.985000610351563,0,null,-223.01573181152344,0,null,null,null,-653,7935.93]
["2009-10-12T02:56:04",59.987998962402344,0,null,-223.01573181152344,0,null,null,null,-653,7936.26]
["2009-10-12T02:56:06",59.98699951171875,0,null,-223.01573181152344,0,null,null,null,-653,7936.59]
["2009-10-12T02:56:08",59.986000061035156,0,null,-223.01573181152344,0,null,null,null,-653,7936.92]
["2009-10-12T02:56:10",59.98699951171875,0,null,-223.01573181152344,0,null,null,null,-653,7937.25]
["2009-10-12T02:56:12",59.985000610351563,0,null,-223.01573181152344,0,null,null,null,-653,7937.58]
["2009-10-12T02:56:14",59.981998443603516,0,null,-223.01573181152344,0,null,null,null,-653,7937.91]
["2009-10-12T02:56:16",59.980998992919922,0,null,-223.01573181152344,0,null,null,null,-653,7938.24]
["2009-10-12T02:56:18",59.981998443603516,0,null,-223.01573181152344,0,null,null,null,-653,7938.57]
["2009-10-12T02:56:20",59.98699951171875,0,null,-223.01573181152344,0,null,null,null,-653,7938.9]
["2009-10-12T02:56:22",59.992000579833984,0,null,-223.01573181152344,0,null,null,null,-653,7939.23]
["2009-10-12T02:56:24",59.997001647949219,0,null,-223.01573181152344,0,null,null,null,-653,7939.56]
["2009-10-12T02:56:26",60,0,null,-223.01573181152344,0,null,null,null,-653,7939.89]
["2009-10-12T02:56:28",60.002998352050781,0,null,-223.01573181152344,0,null,null,null,-653,7940.22]
["2009-10-12T02:56:30",60.002998352050781,0,null,-223.01573181152344,0,null,null,null,-653,7940.55]
["2009-10-12T02:56:32",60.002998352050781,0,null,-223.01573181152344,0,null,null,null,-653,7940.88]
["2009-10-12T02:56:34",60.001998901367188,0,null,-223.01573181152344,0,null,null,null,-653,7941.21]
["2009-10-12T02:56:36",60.002998352050781,0,null,-223.01573181152344,0,null,null,null,-653,7941.54]
["2009-10-12T02:56:38",60.001998901367188,0,null,-223.01573181152344,0,null,null,null,-653,7941.87]
["2009-10-12T02:56:40",60.002998352050781,0,null,-223.01573181152344,0,null,null,null,-653,7942.2]
["2009-10-12T02:56:42",60.004001617431641,0,null,-223.01573181152344,0,null,null,null,-653,7942.53]
["2009-10-12T02:56:44",60.005001068115234,0,null,-223.01573181152344,0,null,null,null,-653,7942.86]
["2009-10-12T02:56:46",60.006000518798828,0,null,-223.01573181152344,0,null,null,null,-653,7943.19]
["2009-10-12T02:56:48",60.008998870849609,0,null,-223.01573181152344,0,null,null,null,-653,7943.52]
["2009-10-12T02:56:50",60.012001037597656,0,null,-223.01573181152344,0,null,null,null,-653,7943.85]
["2009-10-12T02:56:52",60.016998291015625,0,null,-223.01573181152344,0,null,null,null,-653,7944.18]
["2009-10-12T02:56:54",60.020999908447266,0,null,-223.01573181152344,0,null,null,null,-653,7944.51]
["2009-10-12T02:56:56",60.021999359130859,0,null,-223.01573181152344,0,null,null,null,-653,7944.84]
["2009-10-12T02:56:58",60.020999908447266,0,null,-223.01573181152344,0,null,null,null,-653,7945.17]
["2009-10-12T02:57:00",60.020000457763672,0,null,-223.01573181152344,0,null,null,null,-653,7945.5]
["2009-10-12T02:57:02",60.018001556396484,0,null,-223.01573181152344,0,null,null,null,-653,7945.83]
["2009-10-12T02:57:04",60.020999908447266,0,null,-223.01573181152344,0,null,null,null,-653,7946.16]
["2009-10-12T02:57:06",60.020000457763672,0,null,-223.01573181152344,0,null,null,null,-653,7946.49]
["2009-10-12T02:57:08",60.020000457763672,0,null,-223.01573181152344,0,null,null,null,-653,7946.82]
["2009-10-12T02:57:10",60.018001556396484,0,null,-223.01573181152344,0,null,null,null,-653,7947.15]
["2009-10-12T02:57:12",60.018001556396484,0,null,-223.01573181152344,0,null,null,null,-653,7947.48]
["2009-10-12T02:57:14",60.019001007080078,0,null,-223.01573181152344,0,null,null,null,-653,7947.81]
["2009-10-12T02:57:16",60.019001007080078,0,null,-223.01573181152344,0,null,null,null,-653,7948.14]
["2009-10-12T02:57:18",60.018001556396484,0,null,-223.01573181152344,0,null,null,null,-653,7948.47]
["2009-10-12T02:57:20",60.016998291015625,0,null,-223.01573181152344,0,null,null,null,-653,7948.8]
["2009-10-12T02:57:22",60.015998840332031,0,null,-223.01573181152344,0,null,null,null,-653,7949.13]
["2009-10-12T02:57:24",60.015998840332031,0,null,-223.01573181152344,0,null,null,null,-653,7949.46]
["2009-10-12T02:57:26",60.015998840332031,0,null,-223.01573181152344,0,null,null,null,-653,7949.79]
["2009-10-12T02:57:28",60.014999389648438,0,null,-223.01573181152344,0,null,null,null,-653,7950.12]
["2009-10-12T02:57:30",60.013999938964844,0,null,-223.01573181152344,0,null,null,null,-653,7950.45]
["2009-10-12T02:57:32",60.013999938964844,0,null,-223.01573181152344,0,null,null,null,-653,7950.78]
["2009-10-12T02:57:34",60.01300048828125,0,null,-223.01573181152344,0,null,null,null,-653,7951.11]
["2009-10-12T02:57:36",60.01300048828125,0,null,-223.01573181152344,0,null,null,null,-653,7951.44]
["2009-10-12T02:57:38",60.014999389648438,0,null,-223.01573181152344,0,null,null,null,-653,7951.77]
["2009-10-12T02:57:40",60.016998291015625,0,null,-223.01573181152344,0,null,null,null,-653,7952.1]
["2009-10-12T02:57:42",60.015998840332031,0,null,-223.01573181152344,0,null,null,null,-653,7952.43]
["2009-10-12T02:57:44",60.019001007080078,0,null,-223.01573181152344,0,null,null,null,-653,7952.76]
["2009-10-12T02:57:46",60.020999908447266,0,null,-223.01573181152344,0,null,null,null,-653,7953.09]
["2009-10-12T02:57:48",60.020999908447266,0,null,-223.01573181152344,0,null,null,null,-653,7953.42]
["2009-10-12T02:57:50",60.020000457763672,0,null,-223.01573181152344,0,null,null,null,-653,7953.75]
["2009-10-12T02:57:52",60.021999359130859,0,null,-223.01573181152344,0,null,null,null,-653,7954.08]
["2009-10-12T02:57:54",60.023998260498047,0,null,-223.01573181152344,0,null,null,null,-653,7954.41]
["2009-10-12T02:57:56",60.0260009765625,0,null,-223.01573181152344,0,null,null,null,-653,7954.74]
["2009-10-12T02:57:58",60.025001525878906,0,null,-223.01573181152344,0,null,null,null,-653,7955.07]
["2009-10-12T02:58:00",60.0260009765625,0,null,-223.01573181152344,0,null,null,null,-653,7955.4]
["2009-10-12T02:58:02",60.021999359130859,0,null,-223.01573181152344,0,null,null,null,-653,7955.73]
["2009-10-12T02:58:04",60.020999908447266,0,null,-223.01573181152344,0,null,null,null,-653,7956.06]
["2009-10-12T02:58:06",60.021999359130859,0,null,-223.01573181152344,0,null,null,null,-653,7956.39]
["2009-10-12T02:58:08",60.023998260498047,0,null,-223.01573181152344,0,null,null,null,-653,7956.72]
["2009-10-12T02:58:10",60.027000427246094,0,null,-223.01573181152344,0,null,null,null,-653,7957.05]
["2009-10-12T02:58:12",60.028999328613281,0,null,-223.01573181152344,0,null,null,null,-653,7957.38]
["2009-10-12T02:58:14",60.027999877929687,0,null,-223.01573181152344,0,null,null,null,-653,7957.71]
["2009-10-12T02:58:16",60.027999877929687,0,null,-223.01573181152344,0,null,null,null,-653,7958.04]
["2009-10-12T02:58:18",60.032001495361328,0,null,-223.01573181152344,0,null,null,null,-653,7958.37]
["2009-10-12T02:58:20",60.034999847412109,0,null,-223.01573181152344,0,null,null,null,-653,7958.7]
["2009-10-12T02:58:22",60.029998779296875,0,null,-223.01573181152344,0,null,null,null,-653,7959.03]
["2009-10-12T02:58:24",60.027999877929687,0,null,-223.01573181152344,0,null,null,null,-653,7959.36]
["2009-10-12T02:58:26",60.020999908447266,0,null,-223.01573181152344,0,null,null,null,-653,7959.69]
["2009-10-12T02:58:28",60.020999908447266,0,null,-223.01573181152344,0,null,null,null,-653,7960.02]
["2009-10-12T02:58:30",60.023998260498047,0,null,-223.01573181152344,0,null,null,null,-653,7960.35]
["2009-10-12T02:58:32",60.025001525878906,0,null,-223.01573181152344,0,null,null,null,-653,7960.68]
["2009-10-12T02:58:34",60.023998260498047,0,null,-223.01573181152344,0,null,null,null,-653,7961.01]
["2009-10-12T02:58:36",60.021999359130859,0,null,-223.01573181152344,0,null,null,null,-653,7961.34]
["2009-10-12T02:58:38",60.022998809814453,0,null,-223.01573181152344,0,null,null,null,-653,7961.67]
["2009-10-12T02:58:40",60.020999908447266,0,null,-223.01573181152344,0,null,null,null,-653,7962]
["2009-10-12T02:58:42",60.020000457763672,0,null,-223.01573181152344,0,null,null,null,-653,7962.33]
["2009-10-12T02:58:44",60.020000457763672,0,null,-223.01573181152344,0,null,null,null,-653,7962.66]
["2009-10-12T02:58:46",60.020000457763672,0,null,-223.01573181152344,0,null,null,null,-653,7962.99]
["2009-10-12T02:58:48",60.020000457763672,0,null,-223.01573181152344,0,null,null,null,-653,7963.32]
["2009-10-12T02:58:50",60.016998291015625,0,null,-223.01573181152344,0,null,null,null,-653,7963.65]
["2009-10-12T02:58:52",60.013999938964844,0,null,-223.01573181152344,0,null,null,null,-653,7963.98]
["2009-10-12T02:58:54",60.012001037597656,0,null,-223.01573181152344,0,null,null,null,-653,7964.31]
["2009-10-12T02:58:56",60.009998321533203,0,null,-223.01573181152344,0,null,null,null,-653,7964.64]
["2009-10-12T02:58:58",60.011001586914063,0,null,-223.01573181152344,0,null,null,null,-653,7964.97]
["2009-10-12T02:59:00",60.009998321533203,0,null,-223.01573181152344,0,null,null,null,-653,7965.3]
["2009-10-12T02:59:02",60.009998321533203,0,null,-223.01573181152344,0,null,null,null,-653,7965.63]
["2009-10-12T02:59:04",60.009998321533203,0,null,-223.01573181152344,0,null,null,null,-653,7965.96]
["2009-10-12T02:59:06",60.012001037597656,0,null,-223.01573181152344,0,null,null,null,-653,7966.29]
["2009-10-12T02:59:08",60.012001037597656,0,null,-223.01573181152344,0,null,null,null,-653,7966.62]
["2009-10-12T02:59:10",60.01300048828125,0,null,-223.01573181152344,0,null,null,null,-653,7966.95]
["2009-10-12T02:59:12",60.013999938964844,0,null,-223.01573181152344,0,null,null,null,-653,7967.28]
["2009-10-12T02:59:14",60.01300048828125,0,null,-223.01573181152344,0,null,null,null,-653,7967.61]
["2009-10-12T02:59:16",60.012001037597656,0,null,-223.01573181152344,0,null,null,null,-653,7967.94]
["2009-10-12T02:59:18",60.011001586914063,0,null,-223.01573181152344,0,null,null,null,-653,7968.27]
["2009-10-12T02:59:20",60.009998321533203,0,null,-223.01573181152344,0,null,null,null,-653,7968.6]
["2009-10-12T02:59:22",60.007999420166016,0,null,-223.01573181152344,0,null,null,null,-653,7968.93]
["2009-10-12T02:59:24",60.009998321533203,0,null,-223.01573181152344,0,null,null,null,-653,7969.26]
["2009-10-12T02:59:26",60.011001586914063,0,null,-223.01573181152344,0,null,null,null,-653,7969.59]
["2009-10-12T02:59:28",60.01300048828125,0,null,-223.01573181152344,0,null,null,null,-653,7969.92]
["2009-10-12T02:59:30",60.015998840332031,0,null,-223.01573181152344,0,null,null,null,-653,7970.25]
["2009-10-12T02:59:32",60.018001556396484,0,null,-223.01573181152344,0,null,null,null,-653,7970.58]
["2009-10-12T02:59:34",60.019001007080078,0,null,-223.01573181152344,0,null,null,null,-653,7970.91]
["2009-10-12T02:59:36",60.019001007080078,0,null,-223.01573181152344,0,null,null,null,-653,7971.24]
["2009-10-12T02:59:38",60.019001007080078,0,null,-223.01573181152344,0,null,null,null,-653,7971.57]
["2009-10-12T02:59:40",60.020000457763672,0,null,-223.01573181152344,0,null,null,null,-653,7971.9]
["2009-10-12T02:59:42",60.020000457763672,0,null,-223.01573181152344,0,null,null,null,-653,7972.23]
["2009-10-12T02:59:44",60.018001556396484,0,null,-223.01573181152344,0,null,null,null,-653,7972.56]
["2009-10-12T02:59:46",60.018001556396484,0,null,-223.01573181152344,0,null,null,null,-653,7972.89]
["2009-10-12T02:59:48",60.015998840332031,0,null,-223.01573181152344,0,null,null,null,-653,7973.22]
["2009-10-12T02:59:50",60.015998840332031,0,null,-223.01573181152344,0,null,null,null,-653,7973.55]
["2009-10-12T02:59:52",60.019001007080078,0,null,-223.01573181152344,0,null,null,null,-653,7973.88]
["2009-10-12T02:59:54",60.022998809814453,0,null,-223.01573181152344,0,null,null,null,-653,7974.21]
["2009-10-12T02:59:56",60.021999359130859,0,null,-223.01573181152344,0,null,null,null,-653,7974.54]
["2009-10-12T02:59:58",60.018001556396484,0,null,-223.01573181152344,0,null,null,null,-653,7974.87]
["2009-10-12T03:00:00",60.014999389648438,0,null,-223.01573181152344,0,null,null,null,-653,7975.2]
["2009-10-12T03:00:02",60.015998840332031,0,null,-223.01573181152344,0,null,null,null,-653,7975.53]
["2009-10-12T03:00:04",60.016998291015625,0,null,-223.01573181152344,0,null,null,null,-653,7975.86]
["2009-10-12T03:00:06",60.014999389648438,0,null,-223.01573181152344,0,null,null,null,-653,7976.19]
["2009-10-12T03:00:08",60.009998321533203,0,null,-223.01573181152344,0,null,null,null,-653,7976.52]
["2009-10-12T03:00:10",60.004001617431641,0,null,-223.01573181152344,0,null,null,null,-653,7976.85]
["2009-10-12T03:00:12",59.999000549316406,0,null,-223.01573181152344,0,null,null,null,-653,7977.18]
["2009-10-12T03:00:14",59.994998931884766,0,null,-223.01573181152344,0,null,null,null,-653,7977.51]
["2009-10-12T03:00:16",59.990001678466797,0,null,-223.01573181152344,0,null,null,null,-653,7977.84]
["2009-10-12T03:00:18",59.981998443603516,0,null,-223.01573181152344,0,null,null,null,-653,7978.17]
["2009-10-12T03:00:20",59.9739990234375,0,null,-223.01573181152344,0,null,null,null,-653,7978.5]
["2009-10-12T03:00:22",59.970001220703125,0,null,-223.01573181152344,0,null,null,null,-653,7978.83]
["2009-10-12T03:00:24",59.970001220703125,0,null,-223.01573181152344,0,null,null,null,-653,7979.16]
["2009-10-12T03:00:26",59.967998504638672,0,null,-223.01573181152344,0,null,null,null,-653,7979.49]
["2009-10-12T03:00:28",59.967998504638672,0,null,-223.01573181152344,0,null,null,null,-653,7979.82]
["2009-10-12T03:00:30",59.967998504638672,0,null,-223.01573181152344,0,null,null,null,-653,7980.15]
["2009-10-12T03:00:32",59.972000122070313,0,null,-223.01573181152344,0,null,null,null,-653,7980.48]
["2009-10-12T03:00:34",59.966999053955078,0,null,-223.01573181152344,0,null,null,null,-653,7980.81]
["2009-10-12T03:00:36",59.965999603271484,0,null,-223.01573181152344,0,null,null,null,-653,7981.14]
["2009-10-12T03:00:38",59.964000701904297,0,null,-223.01573181152344,0,null,null,null,-653,7981.47]
["2009-10-12T03:00:40",59.965000152587891,0,null,-223.01573181152344,0,null,null,null,-653,7981.8]
["2009-10-12T03:00:42",59.965999603271484,0,null,-223.01573181152344,0,null,null,null,-653,7982.13]
["2009-10-12T03:00:44",59.963001251220703,0,null,-223.01573181152344,0,null,null,null,-653,7982.46]
["2009-10-12T03:00:46",59.963001251220703,0,null,-223.01573181152344,0,null,null,null,-653,7982.79]
["2009-10-12T03:00:48",59.965000152587891,0,null,-223.01573181152344,0,null,null,null,-653,7983.12]
["2009-10-12T03:00:50",59.967998504638672,0,null,-223.01573181152344,0,null,null,null,-653,7983.45]
["2009-10-12T03:00:52",59.970001220703125,0,null,-223.01573181152344,0,null,null,null,-653,7983.78]
["2009-10-12T03:00:54",59.970001220703125,0,null,-223.01573181152344,0,null,null,null,-653,7984.11]
["2009-10-12T03:00:56",59.970001220703125,0,null,-223.01573181152344,0,null,null,null,-653,7984.44]
["2009-10-12T03:00:58",59.972999572753906,0,null,-223.01573181152344,0,null,null,null,-653,7984.77]
["2009-10-12T03:01:00",59.972000122070313,0,null,-223.01573181152344,0,null,null,null,-653,7985.1]
["2009-10-12T03:01:02",59.976001739501953,0,null,-223.01573181152344,0,null,null,null,-653,7985.43]
["2009-10-12T03:01:04",59.974998474121094,0,null,-223.01573181152344,0,null,null,null,-653,7985.76]
["2009-10-12T03:01:06",59.974998474121094,0,null,-223.01573181152344,0,null,null,null,-653,7986.09]
["2009-10-12T03:01:08",59.977001190185547,0,null,-223.01573181152344,0,null,null,null,-653,7986.42]
["2009-10-12T03:01:10",59.976001739501953,0,null,-223.01573181152344,0,null,null,null,-653,7986.75]
["2009-10-12T03:01:12",59.976001739501953,0,null,-223.01573181152344,0,null,null,null,-653,7987.08]
["2009-10-12T03:01:14",59.9739990234375,0,null,-223.01573181152344,0,null,null,null,-653,7987.41]
["2009-10-12T03:01:16",59.974998474121094,0,null,-223.01573181152344,0,null,null,null,-653,7987.74]
["2009-10-12T03:01:18",59.9739990234375,0,null,-223.01573181152344,0,null,null,null,-653,7988.07]
["2009-10-12T03:01:20",59.9739990234375,0,null,-223.01573181152344,0,null,null,null,-653,7988.4]
["2009-10-12T03:01:22",59.976001739501953,0,null,-223.01573181152344,0,null,null,null,-653,7988.73]
["2009-10-12T03:01:24",59.977001190185547,0,null,-223.01573181152344,0,null,null,null,-653,7989.06]
["2009-10-12T03:01:26",59.979000091552734,0,null,-223.01573181152344,0,null,null,null,-653,7989.39]
["2009-10-12T03:01:28",59.980998992919922,0,null,-223.01573181152344,0,null,null,null,-653,7989.72]
["2009-10-12T03:01:30",59.983001708984375,0,null,-223.01573181152344,0,null,null,null,-653,7990.05]
["2009-10-12T03:01:32",59.985000610351563,0,null,-223.01573181152344,0,null,null,null,-653,7990.38]
["2009-10-12T03:01:34",59.983001708984375,0,null,-223.01573181152344,0,null,null,null,-653,7990.71]
["2009-10-12T03:01:36",59.979999542236328,0,null,-223.01573181152344,0,null,null,null,-653,7991.04]
["2009-10-12T03:01:38",59.979000091552734,0,null,-223.01573181152344,0,null,null,null,-653,7991.37]
["2009-10-12T03:01:40",59.983001708984375,0,null,-223.01573181152344,0,null,null,null,-653,7991.7]
["2009-10-12T03:01:42",59.98699951171875,0,null,-223.01573181152344,0,null,null,null,-653,7992.03]
["2009-10-12T03:01:44",59.986000061035156,0,null,-223.01573181152344,0,null,null,null,-653,7992.36]
["2009-10-12T03:01:46",59.984001159667969,0,null,-223.01573181152344,0,null,null,null,-653,7992.69]
["2009-10-12T03:01:48",59.979999542236328,0,null,-223.01573181152344,0,null,null,null,-653,7993.02]
["2009-10-12T03:01:50",59.981998443603516,0,null,-223.01573181152344,0,null,null,null,-653,7993.35]
["2009-10-12T03:01:52",59.984001159667969,0,null,-223.01573181152344,0,null,null,null,-653,7993.68]
["2009-10-12T03:01:54",59.985000610351563,0,null,-223.01573181152344,0,null,null,null,-653,7994.01]
["2009-10-12T03:01:56",59.98699951171875,0,null,-223.01573181152344,0,null,null,null,-653,7994.34]
["2009-10-12T03:01:58",59.988998413085937,0,null,-223.01573181152344,0,null,null,null,-653,7994.67]
["2009-10-12T03:02:00",59.992000579833984,0,null,-223.01573181152344,0,null,null,null,-653,7995]
["2009-10-12T03:02:02",59.995998382568359,0,null,-223.01573181152344,0,null,null,null,-653,7995.33]
["2009-10-12T03:02:04",59.999000549316406,0,null,-223.01573181152344,0,null,null,null,-653,7995.66]
["2009-10-12T03:02:06",59.997001647949219,0,null,-223.01573181152344,0,null,null,null,-653,7995.99]
["2009-10-12T03:02:08",59.997001647949219,0,null,-223.01573181152344,0,null,null,null,-653,7996.32]
["2009-10-12T03:02:10",59.997001647949219,0,null,-223.01573181152344,0,null,null,null,-653,7996.65]
["2009-10-12T03:02:12",59.997001647949219,0,null,-223.01573181152344,0,null,null,null,-653,7996.98]
["2009-10-12T03:02:14",59.995998382568359,0,null,-223.01573181152344,0,null,null,null,-653,7997.31]
["2009-10-12T03:02:16",59.997001647949219,0,null,-223.01573181152344,0,null,null,null,-653,7997.64]
["2009-10-12T03:02:18",59.995998382568359,0,null,-223.01573181152344,0,null,null,null,-653,7997.97]
["2009-10-12T03:02:20",59.998001098632813,0,null,-223.01573181152344,0,null,null,null,-653,7998.3]
["2009-10-12T03:02:22",60.002998352050781,0,null,-223.01573181152344,0,null,null,null,-653,7998.63]
["2009-10-12T03:02:24",60.008998870849609,0,null,-223.01573181152344,0,null,null,null,-653,7998.96]
["2009-10-12T03:02:26",60.009998321533203,0,null,-223.01573181152344,0,null,null,null,-653,7999.29]
["2009-10-12T03:02:28",60.007999420166016,0,null,-223.01573181152344,0,null,null,null,-653,7999.62]
["2009-10-12T03:02:30",60.005001068115234,0,null,-223.01573181152344,0,null,null,null,-653,7999.95]
["2009-10-12T03:02:32",60.004001617431641,0,null,-223.01573181152344,0,null,null,null,-653,8000.28]
["2009-10-12T03:02:34",60.006000518798828,0,null,-223.01573181152344,0,null,null,null,-653,8000.61]
["2009-10-12T03:02:36",60.002998352050781,0,null,-223.01573181152344,0,null,null,null,-653,8000.94]
["2009-10-12T03:02:38",60.000999450683594,0,null,-223.01573181152344,0,null,null,null,-653,8001.27]
["2009-10-12T03:02:40",60.001998901367188,0,null,-223.01573181152344,0,null,null,null,-653,8001.6]
["2009-10-12T03:02:42",60.004001617431641,0,null,-223.01573181152344,0,null,null,null,-653,8001.93]
["2009-10-12T03:02:44",60.006999969482422,0,null,-223.01573181152344,0,null,null,null,-653,8002.26]
["2009-10-12T03:02:46",60.006999969482422,0,null,-223.01573181152344,0,null,null,null,-653,8002.59]
["2009-10-12T03:02:48",60.007999420166016,0,null,-223.01573181152344,0,null,null,null,-653,8002.92]
["2009-10-12T03:02:50",60.007999420166016,0,null,-223.01573181152344,0,null,null,null,-653,8003.25]
["2009-10-12T03:02:52",60.006000518798828,0,null,-223.01573181152344,0,null,null,null,-653,8003.58]
["2009-10-12T03:02:54",60.006000518798828,0,null,-223.01573181152344,0,null,null,null,-653,8003.91]
["2009-10-12T03:02:56",60.006000518798828,0,null,-223.01573181152344,0,null,null,null,-653,8004.24]
["2009-10-12T03:02:58",60.005001068115234,0,null,-223.01573181152344,0,null,null,null,-653,8004.57]
["2009-10-12T03:03:00",60,0,null,-223.01573181152344,0,null,null,null,-653,8004.9]
["2009-10-12T03:03:02",59.999000549316406,0,null,-223.01573181152344,0,null,null,null,-653,8005.23]
["2009-10-12T03:03:04",60,0,null,-223.01573181152344,0,null,null,null,-653,8005.56]
["2009-10-12T03:03:06",60,0,null,-223.01573181152344,0,null,null,null,-653,8005.89]
["2009-10-12T03:03:08",60.004001617431641,0,null,-223.01573181152344,0,null,null,null,-653,8006.22]
["2009-10-12T03:03:10",60.007999420166016,0,null,-223.01573181152344,0,null,null,null,-653,8006.55]
["2009-10-12T03:03:12",60.01300048828125,0,null,-223.01573181152344,0,null,null,null,-653,8006.88]
["2009-10-12T03:03:14",60.014999389648438,0,null,-223.01573181152344,0,null,null,null,-653,8007.21]
["2009-10-12T03:03:16",60.014999389648438,0,null,-223.01573181152344,0,null,null,null,-653,8007.54]
["2009-10-12T03:03:18",60.012001037597656,0,null,-223.01573181152344,0,null,null,null,-653,8007.87]
["2009-10-12T03:03:20",60.008998870849609,0,null,-223.01573181152344,0,null,null,null,-653,8008.2]
["2009-10-12T03:03:22",60.005001068115234,0,null,-223.01573181152344,0,null,null,null,-653,8008.53]
["2009-10-12T03:03:24",60.007999420166016,0,null,-223.01573181152344,0,null,null,null,-653,8008.86]
["2009-10-12T03:03:26",60.011001586914063,0,null,-223.01573181152344,0,null,null,null,-653,8009.19]
["2009-10-12T03:03:28",60.011001586914063,0,null,-223.01573181152344,0,null,null,null,-653,8009.52]
["2009-10-12T03:03:30",60.01300048828125,0,null,-223.01573181152344,0,null,null,null,-653,8009.85]
["2009-10-12T03:03:32",60.015998840332031,0,null,-223.01573181152344,0,null,null,null,-653,8010.18]
["2009-10-12T03:03:34",60.018001556396484,0,null,-223.01573181152344,0,null,null,null,-653,8010.51]
["2009-10-12T03:03:36",60.018001556396484,0,null,-223.01573181152344,0,null,null,null,-653,8010.84]
["2009-10-12T03:03:38",60.019001007080078,0,null,-223.01573181152344,0,null,null,null,-653,8011.17]
["2009-10-12T03:03:40",60.018001556396484,0,null,-223.01573181152344,0,null,null,null,-653,8011.5]
["2009-10-12T03:03:42",60.01300048828125,0,null,-223.01573181152344,0,null,null,null,-653,8011.83]
["2009-10-12T03:03:44",60.011001586914063,0,null,-223.01573181152344,0,null,null,null,-653,8012.16]
["2009-10-12T03:03:46",60.008998870849609,0,null,-223.01573181152344,0,null,null,null,-653,8012.49]
["2009-10-12T03:03:48",60.008998870849609,0,null,-223.01573181152344,0,null,null,null,-653,8012.82]
["2009-10-12T03:03:50",60.007999420166016,0,null,-223.01573181152344,0,null,null,null,-653,8013.15]
["2009-10-12T03:03:52",60.008998870849609,0,null,-223.01573181152344,0,null,null,null,-653,8013.48]
["2009-10-12T03:03:54",60.011001586914063,0,null,-223.01573181152344,0,null,null,null,-653,8013.81]
["2009-10-12T03:03:56",60.014999389648438,0,null,-223.01573181152344,0,null,null,null,-653,8014.14]
["2009-10-12T03:03:58",60.020000457763672,0,null,-223.01573181152344,0,null,null,null,-653,8014.47]
["2009-10-12T03:04:00",60.020999908447266,0,null,-223.01573181152344,0,null,null,null,-653,8014.8]
["2009-10-12T03:04:02",60.018001556396484,0,null,-223.01573181152344,0,null,null,null,-653,8015.13]
["2009-10-12T03:04:04",60.016998291015625,0,null,-223.01573181152344,0,null,null,null,-653,8015.46]
["2009-10-12T03:04:06",60.019001007080078,0,null,-223.01573181152344,0,null,null,null,-653,8015.79]
["2009-10-12T03:04:08",60.019001007080078,0,null,-223.01573181152344,0,null,null,null,-653,8016.12]
["2009-10-12T03:04:10",60.020999908447266,0,null,-223.01573181152344,0,null,null,null,-653,8016.45]
["2009-10-12T03:04:12",60.021999359130859,0,null,-223.01573181152344,0,null,null,null,-653,8016.78]
["2009-10-12T03:04:14",60.025001525878906,0,null,-223.01573181152344,0,null,null,null,-653,8017.11]
["2009-10-12T03:04:16",60.027000427246094,0,null,-223.01573181152344,0,null,null,null,-653,8017.4400000000005]
["2009-10-12T03:04:18",60.029998779296875,0,null,-223.01573181152344,0,null,null,null,-653,8017.77]
["2009-10-12T03:04:20",60.027000427246094,0,null,-223.01573181152344,0,null,null,null,-653,8018.1]
["2009-10-12T03:04:22",60.022998809814453,0,null,-223.01573181152344,0,null,null,null,-653,8018.43]
["2009-10-12T03:04:24",60.020999908447266,0,null,-223.01573181152344,0,null,null,null,-653,8018.76]
["2009-10-12T03:04:26",60.022998809814453,0,null,-223.01573181152344,0,null,null,null,-653,8019.09]
["2009-10-12T03:04:28",60.022998809814453,0,null,-223.01573181152344,0,null,null,null,-653,8019.42]
["2009-10-12T03:04:30",60.020000457763672,0,null,-223.01573181152344,0,null,null,null,-653,8019.75]
["2009-10-12T03:04:32",60.023998260498047,0,null,-223.01573181152344,0,null,null,null,-653,8020.08]
["2009-10-12T03:04:34",60.023998260498047,0,null,-223.01573181152344,0,null,null,null,-653,8020.41]
["2009-10-12T03:04:36",60.021999359130859,0,null,-223.01573181152344,0,null,null,null,-653,8020.74]
["2009-10-12T03:04:38",60.021999359130859,0,null,-223.01573181152344,0,null,null,null,-653,8021.07]
["2009-10-12T03:04:40",60.023998260498047,0,null,-223.01573181152344,0,null,null,null,-653,8021.4]
["2009-10-12T03:04:42",60.025001525878906,0,null,-223.01573181152344,0,null,null,null,-653,8021.73]
["2009-10-12T03:04:44",60.022998809814453,0,null,-223.01573181152344,0,null,null,null,-653,8022.06]
["2009-10-12T03:04:46",60.023998260498047,0,null,-223.01573181152344,0,null,null,null,-653,8022.39]
["2009-10-12T03:04:48",60.020000457763672,0,null,-223.01573181152344,0,null,null,null,-653,8022.72]
["2009-10-12T03:04:50",60.018001556396484,0,null,-223.01573181152344,0,null,null,null,-653,8023.05]
["2009-10-12T03:04:52",60.01300048828125,0,null,-223.01573181152344,0,null,null,null,-653,8023.38]
["2009-10-12T03:04:54",60.007999420166016,0,null,-223.01573181152344,0,null,null,null,-653,8023.71]
["2009-10-12T03:04:56",60.012001037597656,0,null,-223.01573181152344,0,null,null,null,-653,8024.04]
["2009-10-12T03:04:58",60.016998291015625,0,null,-223.01573181152344,0,null,null,null,-653,8024.37]
["2009-10-12T03:05:00",60.019001007080078,0,null,-223.01573181152344,0,null,null,null,-653,8024.7]
["2009-10-12T03:05:02",60.019001007080078,0,null,-223.01573181152344,0,null,null,null,-653,8025.03]
["2009-10-12T03:05:04",60.014999389648438,0,null,-223.01573181152344,0,null,null,null,-653,8025.36]
["2009-10-12T03:05:06",60.015998840332031,0,null,-223.01573181152344,0,null,null,null,-653,8025.6900000000005]
["2009-10-12T03:05:08",60.014999389648438,0,null,-223.01573181152344,0,null,null,null,-653,8026.02]
["2009-10-12T03:05:10",60.015998840332031,0,null,-223.01573181152344,0,null,null,null,-653,8026.35]
["2009-10-12T03:05:12",60.013999938964844,0,null,-223.01573181152344,0,null,null,null,-653,8026.68]
["2009-10-12T03:05:14",60.015998840332031,0,null,-223.01573181152344,0,null,null,null,-653,8027.01]
["2009-10-12T03:05:16",60.018001556396484,0,null,-223.01573181152344,0,null,null,null,-653,8027.34]
["2009-10-12T03:05:18",60.019001007080078,0,null,-223.01573181152344,0,null,null,null,-653,8027.67]
["2009-10-12T03:05:20",60.015998840332031,0,null,-223.01573181152344,0,null,null,null,-653,8028]
["2009-10-12T03:05:22",60.013999938964844,0,null,-223.01573181152344,0,null,null,null,-653,8028.33]
["2009-10-12T03:05:24",60.013999938964844,0,null,-223.01573181152344,0,null,null,null,-653,8028.66]
["2009-10-12T03:05:26",60.018001556396484,0,null,-223.01573181152344,0,null,null,null,-653,8028.99]
["2009-10-12T03:05:28",60.021999359130859,0,null,-223.01573181152344,0,null,null,null,-653,8029.32]
["2009-10-12T03:05:30",60.022998809814453,0,null,-223.01573181152344,0,null,null,null,-653,8029.65]
["2009-10-12T03:05:32",60.023998260498047,0,null,-223.01573181152344,0,null,null,null,-653,8029.98]
["2009-10-12T03:05:34",60.0260009765625,0,null,-223.01573181152344,0,null,null,null,-653,8030.31]
["2009-10-12T03:05:36",60.0260009765625,0,null,-223.01573181152344,0,null,null,null,-653,8030.64]
["2009-10-12T03:05:38",60.023998260498047,0,null,-223.01573181152344,0,null,null,null,-653,8030.97]
["2009-10-12T03:05:40",60.021999359130859,0,null,-223.01573181152344,0,null,null,null,-653,8031.3]
["2009-10-12T03:05:42",60.020000457763672,0,null,-223.01573181152344,0,null,null,null,-653,8031.63]
["2009-10-12T03:05:44",60.019001007080078,0,null,-223.01573181152344,0,null,null,null,-653,8031.96]
["2009-10-12T03:05:46",60.021999359130859,0,null,-223.01573181152344,0,null,null,null,-653,8032.29]
["2009-10-12T03:05:48",60.025001525878906,0,null,-223.01573181152344,0,null,null,null,-653,8032.62]
["2009-10-12T03:05:50",60.027999877929687,0,null,-223.01573181152344,0,null,null,null,-653,8032.95]
["2009-10-12T03:05:52",60.029998779296875,0,null,-223.01573181152344,0,null,null,null,-653,8033.28]
["2009-10-12T03:05:54",60.030998229980469,0,null,-223.01573181152344,0,null,null,null,-653,8033.61]
["2009-10-12T03:05:56",60.028999328613281,0,null,-223.01573181152344,0,null,null,null,-653,8033.9400000000005]
["2009-10-12T03:05:58",60.0260009765625,0,null,-223.01573181152344,0,null,null,null,-653,8034.27]
["2009-10-12T03:06:00",60.0260009765625,0,null,-223.01573181152344,0,null,null,null,-653,8034.6]
["2009-10-12T03:06:02",60.028999328613281,0,null,-223.01573181152344,0,null,null,null,-653,8034.93]
["2009-10-12T03:06:04",60.029998779296875,0,null,-223.01573181152344,0,null,null,null,-653,8035.26]
["2009-10-12T03:06:06",60.033000946044922,0,null,-223.01573181152344,0,null,null,null,-653,8035.59]
["2009-10-12T03:06:08",60.029998779296875,0,null,-223.01573181152344,0,null,null,null,-653,8035.92]
["2009-10-12T03:06:10",60.021999359130859,0,null,-223.01573181152344,0,null,null,null,-653,8036.25]
["2009-10-12T03:06:12",60.015998840332031,0,null,-223.01573181152344,0,null,null,null,-653,8036.58]
["2009-10-12T03:06:14",60.019001007080078,0,null,-223.01573181152344,0,null,null,null,-653,8036.91]
["2009-10-12T03:06:16",60.029998779296875,0,null,-223.01573181152344,0,null,null,null,-653,8037.24]
["2009-10-12T03:06:18",60.027999877929687,0,null,-223.01573181152344,0,null,null,null,-653,8037.57]
["2009-10-12T03:06:20",60.020999908447266,0,null,-223.01573181152344,0,null,null,null,-653,8037.9]
["2009-10-12T03:06:22",60.014999389648438,0,null,-223.01573181152344,0,null,null,null,-653,8038.23]
["2009-10-12T03:06:24",60.014999389648438,0,null,-223.01573181152344,0,null,null,null,-653,8038.56]
["2009-10-12T03:06:26",60.012001037597656,0,null,-223.01573181152344,0,null,null,null,-653,8038.89]
["2009-10-12T03:06:28",60.011001586914063,0,null,-223.01573181152344,0,null,null,null,-653,8039.22]
["2009-10-12T03:06:30",60.013999938964844,0,null,-223.01573181152344,0,null,null,null,-653,8039.55]
["2009-10-12T03:06:32",60.01300048828125,0,null,-223.01573181152344,0,null,null,null,-653,8039.88]
["2009-10-12T03:06:34",60.013999938964844,0,null,-223.01573181152344,0,null,null,null,-653,8040.21]
["2009-10-12T03:06:36",60.015998840332031,0,null,-223.01573181152344,0,null,null,null,-653,8040.54]
["2009-10-12T03:06:38",60.015998840332031,0,null,-223.01573181152344,0,null,null,null,-653,8040.87]
["2009-10-12T03:06:40",60.014999389648438,0,null,-223.01573181152344,0,null,null,null,-653,8041.2]
["2009-10-12T03:06:42",60.01300048828125,0,null,-223.01573181152344,0,null,null,null,-653,8041.53]
["2009-10-12T03:06:44",60.006999969482422,0,null,-223.01573181152344,0,null,null,null,-653,8041.86]
["2009-10-12T03:06:46",59.997001647949219,0,null,-223.01573181152344,0,null,null,null,-653,8042.1900000000005]
["2009-10-12T03:06:48",59.993999481201172,0,null,-223.01573181152344,0,null,null,null,-653,8042.52]
["2009-10-12T03:06:50",59.993000030517578,0,null,-223.01573181152344,0,null,null,null,-653,8042.85]
["2009-10-12T03:06:52",59.990001678466797,0,null,-223.01573181152344,0,null,null,null,-653,8043.18]
["2009-10-12T03:06:54",59.993000030517578,0,null,-223.01573181152344,0,null,null,null,-653,8043.51]
["2009-10-12T03:06:56",59.993999481201172,0,null,-223.01573181152344,0,null,null,null,-653,8043.84]
["2009-10-12T03:06:58",59.993000030517578,0,null,-223.01573181152344,0,null,null,null,-653,8044.17]
["2009-10-12T03:07:00",59.993999481201172,0,null,-223.01573181152344,0,null,null,null,-653,8044.5]
["2009-10-12T03:07:02",59.993000030517578,0,null,-223.01573181152344,0,null,null,null,-653,8044.83]
["2009-10-12T03:07:04",59.995998382568359,0,null,-223.01573181152344,0,null,null,null,-653,8045.16]
["2009-10-12T03:07:06",59.987998962402344,0,null,-223.01573181152344,0,null,null,null,-653,8045.49]
["2009-10-12T03:07:08",59.985000610351563,0,null,-223.01573181152344,0,null,null,null,-653,8045.82]
["2009-10-12T03:07:10",59.983001708984375,0,null,-223.01573181152344,0,null,null,null,-653,8046.15]
["2009-10-12T03:07:12",59.981998443603516,0,null,-223.01573181152344,0,null,null,null,-653,8046.48]
["2009-10-12T03:07:14",59.979999542236328,0,null,-223.01573181152344,0,null,null,null,-653,8046.81]
["2009-10-12T03:07:16",59.977001190185547,0,null,-223.01573181152344,0,null,null,null,-653,8047.14]
["2009-10-12T03:07:18",59.980998992919922,0,null,-223.01573181152344,0,null,null,null,-653,8047.47]
["2009-10-12T03:07:20",59.981998443603516,0,null,-223.01573181152344,0,null,null,null,-653,8047.8]
["2009-10-12T03:07:22",59.978000640869141,0,null,-223.01573181152344,0,null,null,null,-653,8048.13]
["2009-10-12T03:07:24",59.979999542236328,0,null,-223.01573181152344,0,null,null,null,-653,8048.46]
["2009-10-12T03:07:26",59.979999542236328,0,null,-223.01573181152344,0,null,null,null,-653,8048.79]
["2009-10-12T03:07:28",59.977001190185547,0,null,-223.01573181152344,0,null,null,null,-653,8049.12]
["2009-10-12T03:07:30",59.979999542236328,0,null,-223.01573181152344,0,null,null,null,-653,8049.45]
["2009-10-12T03:07:32",59.983001708984375,0,null,-223.01573181152344,0,null,null,null,-653,8049.78]
["2009-10-12T03:07:34",59.984001159667969,0,null,-223.01573181152344,0,null,null,null,-653,8050.11]
["2009-10-12T03:07:36",59.980998992919922,0,null,-223.01573181152344,0,null,null,null,-653,8050.4400000000005]
["2009-10-12T03:07:38",59.980998992919922,0,null,-223.01573181152344,0,null,null,null,-653,8050.77]
["2009-10-12T03:07:40",59.979999542236328,0,null,-223.01573181152344,0,null,null,null,-653,8051.1]
["2009-10-12T03:07:42",59.980998992919922,0,null,-223.01573181152344,0,null,null,null,-653,8051.43]
["2009-10-12T03:07:44",59.980998992919922,0,null,-223.01573181152344,0,null,null,null,-653,8051.76]
["2009-10-12T03:07:46",59.980998992919922,0,null,-223.01573181152344,0,null,null,null,-653,8052.09]
["2009-10-12T03:07:48",59.979999542236328,0,null,-223.01573181152344,0,null,null,null,-653,8052.42]
["2009-10-12T03:07:50",59.978000640869141,0,null,-223.01573181152344,0,null,null,null,-653,8052.75]
["2009-10-12T03:07:52",59.978000640869141,0,null,-223.01573181152344,0,null,null,null,-653,8053.08]
["2009-10-12T03:07:54",59.979000091552734,0,null,-223.01573181152344,0,null,null,null,-653,8053.41]
["2009-10-12T03:07:56",59.978000640869141,0,null,-223.01573181152344,0,null,null,null,-653,8053.74]
["2009-10-12T03:07:58",59.976001739501953,0,null,-223.01573181152344,0,null,null,null,null,8054.07]
["2009-10-12T03:08:00",59.976001739501953,0,null,-223.01573181152344,0,null,null,null,null,8054.4]
["2009-10-12T03:08:02",59.974998474121094,0,null,-223.01573181152344,0,null,null,null,null,8054.73]
["2009-10-12T03:08:04",59.976001739501953,0,null,-223.01573181152344,0,null,null,null,null,8055.06]
["2009-10-12T03:08:06",59.974998474121094,0,null,-223.01573181152344,0,null,null,null,null,8055.39]
["2009-10-12T03:08:08",59.979000091552734,0,null,-223.01573181152344,0,null,null,null,null,8055.72]
["2009-10-12T03:08:10",59.978000640869141,0,null,-223.01573181152344,0,null,null,null,null,8056.05]
["2009-10-12T03:08:12",59.974998474121094,0,null,-223.01573181152344,0,null,null,null,null,8056.38]
["2009-10-12T03:08:14",59.976001739501953,0,null,-223.01573181152344,0,null,null,null,null,8056.71]
["2009-10-12T03:08:16",59.980998992919922,0,null,-223.01573181152344,0,null,null,null,null,8057.04]
["2009-10-12T03:08:18",59.977001190185547,0,null,-223.01573181152344,0,null,null,null,null,8057.37]
["2009-10-12T03:08:20",59.974998474121094,0,null,-223.01573181152344,0,null,null,null,null,8057.7]
["2009-10-12T03:08:22",59.976001739501953,0,null,-223.01573181152344,0,null,null,null,null,8058.03]
["2009-10-12T03:08:24",59.979000091552734,0,null,-223.01573181152344,0,null,null,null,null,8058.36]
["2009-10-12T03:08:26",59.979999542236328,0,null,-223.01573181152344,0,null,null,null,null,8058.6900000000005]
["2009-10-12T03:08:28",59.979000091552734,0,null,-223.01573181152344,0,null,null,null,null,8059.02]
["2009-10-12T03:08:30",59.978000640869141,0,null,-223.01573181152344,0,null,null,null,null,8059.35]
["2009-10-12T03:08:32",59.979000091552734,0,null,-223.01573181152344,0,null,null,null,null,8059.68]
["2009-10-12T03:08:34",59.981998443603516,0,null,-223.01573181152344,0,null,null,null,null,8060.01]
["2009-10-12T03:08:36",59.983001708984375,0,null,-223.01573181152344,0,null,null,null,null,8060.34]
["2009-10-12T03:08:38",59.98699951171875,0,null,-223.01573181152344,0,null,null,null,null,8060.67]
["2009-10-12T03:08:40",59.987998962402344,0,null,-223.01573181152344,0,null,null,null,null,8061]
["2009-10-12T03:08:42",59.984001159667969,0,null,-223.01573181152344,0,null,null,null,null,8061.33]
["2009-10-12T03:08:44",59.979999542236328,0,null,-223.01573181152344,0,null,null,null,null,8061.66]
["2009-10-12T03:08:46",59.979000091552734,0,null,-223.01573181152344,0,null,null,null,null,8061.99]
["2009-10-12T03:08:48",59.979999542236328,0,null,-223.01573181152344,0,null,null,null,null,8062.32]
["2009-10-12T03:08:50",59.979000091552734,0,null,-223.01573181152344,0,null,null,null,null,8062.65]
["2009-10-12T03:08:52",59.978000640869141,0,null,-223.01573181152344,0,null,null,null,null,8062.98]
["2009-10-12T03:08:54",59.974998474121094,0,null,-223.01573181152344,0,null,null,null,null,8063.31]
["2009-10-12T03:08:56",59.979000091552734,0,null,-223.01573181152344,0,null,null,null,null,8063.64]
["2009-10-12T03:08:58",59.981998443603516,0,null,-223.01573181152344,0,null,null,null,null,8063.97]
["2009-10-12T03:09:00",59.983001708984375,0,null,-223.01573181152344,0,null,null,null,null,8064.3]
["2009-10-12T03:09:02",59.983001708984375,0,null,-223.01573181152344,0,null,null,null,null,8064.63]
["2009-10-12T03:09:04",59.985000610351563,0,null,-223.01573181152344,0,null,null,null,null,8064.96]
["2009-10-12T03:09:06",59.990001678466797,0,null,-223.01573181152344,0,null,null,null,null,8065.29]
["2009-10-12T03:09:08",59.98699951171875,0,null,-223.01573181152344,0,null,null,null,null,8065.62]
["2009-10-12T03:09:10",59.984001159667969,0,null,-223.01573181152344,0,null,null,null,null,8065.95]
["2009-10-12T03:09:12",59.976001739501953,0,null,-223.01573181152344,0,null,null,null,null,8066.28]
["2009-10-12T03:09:14",59.979000091552734,0,null,-223.01573181152344,0,null,null,null,null,8066.61]
["2009-10-12T03:09:16",59.985000610351563,0,null,-223.01573181152344,0,null,null,null,null,8066.9400000000005]
["2009-10-12T03:09:18",59.983001708984375,0,null,-223.01573181152344,0,null,null,null,null,8067.27]
["2009-10-12T03:09:20",59.979000091552734,0,null,-223.01573181152344,0,null,null,null,null,8067.6]
["2009-10-12T03:09:22",59.980998992919922,0,null,-223.01573181152344,0,null,null,null,null,8067.93]
["2009-10-12T03:09:24",59.978000640869141,0,null,-223.01573181152344,0,null,null,null,null,8068.26]
["2009-10-12T03:09:26",59.974998474121094,0,null,-223.01573181152344,0,null,null,null,null,8068.59]
["2009-10-12T03:09:28",59.978000640869141,0,null,-223.01573181152344,0,null,null,null,null,8068.92]
["2009-10-12T03:09:30",59.988998413085937,0,null,-223.01573181152344,0,null,null,null,null,8069.25]
["2009-10-12T03:09:32",59.999000549316406,0,null,-223.01573181152344,0,null,null,null,null,8069.58]
["2009-10-12T03:09:34",59.993999481201172,0,null,-223.01573181152344,0,null,null,null,null,8069.91]
["2009-10-12T03:09:36",59.988998413085937,0,null,-223.01573181152344,0,null,null,null,null,8070.24]
["2009-10-12T03:09:38",59.986000061035156,0,null,-223.01573181152344,0,null,null,null,null,8070.57]
["2009-10-12T03:09:40",59.984001159667969,0,null,-223.01573181152344,0,null,null,null,null,8070.9]
["2009-10-12T03:09:42",59.983001708984375,0,null,-223.01573181152344,0,null,null,null,null,8071.23]
["2009-10-12T03:09:44",59.981998443603516,0,null,-223.01573181152344,0,null,null,null,null,8071.56]
["2009-10-12T03:09:46",59.979999542236328,0,null,-223.01573181152344,0,null,null,null,null,8071.89]
["2009-10-12T03:09:48",59.990001678466797,0,null,-223.01573181152344,0,null,null,null,null,8072.22]
["2009-10-12T03:09:50",59.994998931884766,0,null,-223.01573181152344,0,null,null,null,null,8072.55]
["2009-10-12T03:09:52",59.994998931884766,0,null,-223.01573181152344,0,null,null,null,null,8072.88]
["2009-10-12T03:09:54",59.990001678466797,0,null,-223.01573181152344,0,null,null,null,null,8073.21]
["2009-10-12T03:09:56",59.988998413085937,0,null,-223.01573181152344,0,null,null,null,null,8073.54]
["2009-10-12T03:09:58",59.991001129150391,0,null,-223.01573181152344,0,null,null,null,null,8073.87]
["2009-10-12T03:10:00",59.995998382568359,0,null,-223.01573181152344,0,null,null,null,null,8074.2]
["2009-10-12T03:10:02",60,0,null,-223.01573181152344,0,null,null,null,null,8074.53]
["2009-10-12T03:10:04",60.001998901367188,0,null,-223.01573181152344,0,null,null,null,null,8074.86]
["2009-10-12T03:10:06",60.004001617431641,0,null,-223.01573181152344,0,null,null,null,null,8075.1900000000005]
["2009-10-12T03:10:08",60.004001617431641,0,null,-223.01573181152344,0,null,null,null,null,8075.52]
["2009-10-12T03:10:10",60.001998901367188,0,null,-223.01573181152344,0,null,null,null,null,8075.85]
["2009-10-12T03:10:12",59.999000549316406,0,null,-223.01573181152344,0,null,null,null,null,8076.18]
["2009-10-12T03:10:14",59.998001098632813,0,null,-223.01573181152344,0,null,null,null,null,8076.51]
["2009-10-12T03:10:16",59.994998931884766,0,null,-223.01573181152344,0,null,null,null,null,8076.84]
["2009-10-12T03:10:18",59.995998382568359,0,null,-223.01573181152344,0,null,null,null,null,8077.17]
["2009-10-12T03:10:20",60.000999450683594,0,null,-223.01573181152344,0,null,null,null,null,8077.5]
["2009-10-12T03:10:22",60.001998901367188,0,null,-223.01573181152344,0,null,null,null,null,8077.83]
["2009-10-12T03:10:24",60.000999450683594,0,null,-223.01573181152344,0,null,null,null,null,8078.16]
["2009-10-12T03:10:26",60.002998352050781,0,null,-223.01573181152344,0,null,null,null,null,8078.49]
["2009-10-12T03:10:28",60.005001068115234,0,null,-223.01573181152344,0,null,null,null,null,8078.82]
["2009-10-12T03:10:30",60.004001617431641,0,null,-223.01573181152344,0,null,null,null,null,8079.15]
["2009-10-12T03:10:32",60.004001617431641,0,null,-223.01573181152344,0,null,null,null,null,8079.48]
["2009-10-12T03:10:34",60.004001617431641,0,null,-223.01573181152344,0,null,null,null,null,8079.81]
["2009-10-12T03:10:36",60.006000518798828,0,null,-223.01573181152344,0,null,null,null,null,8080.14]
["2009-10-12T03:10:38",60.002998352050781,0,null,-223.01573181152344,0,null,null,null,null,8080.47]
["2009-10-12T03:10:40",60.005001068115234,0,null,-223.01573181152344,0,null,null,null,null,8080.8]
["2009-10-12T03:10:42",60.006000518798828,0,null,-223.01573181152344,0,null,null,null,null,8081.13]
["2009-10-12T03:10:44",60.008998870849609,0,null,-223.01573181152344,0,null,null,null,null,8081.46]
["2009-10-12T03:10:46",60.008998870849609,0,null,-223.01573181152344,0,null,null,null,null,8081.79]
["2009-10-12T03:10:48",60.009998321533203,0,null,-223.01573181152344,0,null,null,null,null,8082.12]
["2009-10-12T03:10:50",60.008998870849609,0,null,-223.01573181152344,0,null,null,null,null,8082.45]
["2009-10-12T03:10:52",60.01300048828125,0,null,-223.01573181152344,0,null,null,null,null,8082.78]
["2009-10-12T03:10:54",60.014999389648438,0,null,-223.01573181152344,0,null,null,null,null,8083.11]
["2009-10-12T03:10:56",60.013999938964844,0,null,-223.01573181152344,0,null,null,null,null,8083.4400000000005]
["2009-10-12T03:10:58",60.008998870849609,0,null,-223.01573181152344,0,null,null,null,null,8083.77]
["2009-10-12T03:11:00",60.008998870849609,0,null,-223.01573181152344,0,null,null,null,null,8084.1]
["2009-10-12T03:11:02",60.007999420166016,0,null,-223.01573181152344,0,null,null,null,null,8084.43]
["2009-10-12T03:11:04",60.011001586914063,0,null,-223.01573181152344,0,null,null,null,null,8084.76]
["2009-10-12T03:11:06",60.009998321533203,0,null,-223.01573181152344,0,null,null,null,null,8085.09]
["2009-10-12T03:11:08",60.008998870849609,0,null,-223.01573181152344,0,null,null,null,null,8085.42]
["2009-10-12T03:11:10",60.01300048828125,0,null,-223.01573181152344,0,null,null,null,null,8085.75]
["2009-10-12T03:11:12",60.01300048828125,0,null,-223.01573181152344,0,null,null,null,null,8086.08]
["2009-10-12T03:11:14",60.013999938964844,0,null,-223.01573181152344,0,null,null,null,null,8086.41]
["2009-10-12T03:11:16",60.013999938964844,0,null,-223.01573181152344,0,null,null,null,null,8086.74]
["2009-10-12T03:11:18",60.012001037597656,0,null,-223.01573181152344,0,null,null,null,null,8087.07]
["2009-10-12T03:11:20",60.009998321533203,0,null,-223.01573181152344,0,null,null,null,null,8087.4]
["2009-10-12T03:11:22",60.011001586914063,0,null,-223.01573181152344,0,null,null,null,null,8087.73]
["2009-10-12T03:11:24",60.006999969482422,0,null,-223.01573181152344,0,null,null,null,null,8088.06]
["2009-10-12T03:11:26",60.002998352050781,0,null,-223.01573181152344,0,null,null,null,null,8088.39]
["2009-10-12T03:11:28",60.000999450683594,0,null,-223.01573181152344,0,null,null,null,null,8088.72]
["2009-10-12T03:11:30",60,0,null,-223.01573181152344,0,null,null,null,null,8089.05]
["2009-10-12T03:11:32",59.998001098632813,0,null,-223.01573181152344,0,null,null,null,null,8089.38]
["2009-10-12T03:11:34",59.998001098632813,0,null,-223.01573181152344,0,null,null,null,null,8089.71]
["2009-10-12T03:11:36",59.999000549316406,0,null,-223.01573181152344,0,null,null,null,null,8090.04]
["2009-10-12T03:11:38",60.001998901367188,0,null,-223.01573181152344,0,null,null,null,null,8090.37]
["2009-10-12T03:11:40",60.002998352050781,0,null,-223.01573181152344,0,null,null,null,null,8090.7]
["2009-10-12T03:11:42",60.002998352050781,0,null,-223.01573181152344,0,null,null,null,null,8091.03]
["2009-10-12T03:11:44",59.999000549316406,0,null,-223.01573181152344,0,null,null,null,null,8091.36]
["2009-10-12T03:11:46",59.998001098632813,0,null,-223.01573181152344,0,null,null,null,null,8091.6900000000005]
["2009-10-12T03:11:48",60.000999450683594,0,null,-223.01573181152344,0,null,null,null,null,8092.02]
["2009-10-12T03:11:50",59.994998931884766,0,null,-223.01573181152344,0,null,null,null,null,8092.35]
["2009-10-12T03:11:52",59.988998413085937,0,null,-223.01573181152344,0,null,null,null,null,8092.68]
["2009-10-12T03:11:54",59.98699951171875,0,null,-223.01573181152344,0,null,null,null,null,8093.01]
["2009-10-12T03:11:56",59.987998962402344,0,null,-223.01573181152344,0,null,null,null,null,8093.34]
["2009-10-12T03:11:58",59.987998962402344,0,null,-223.01573181152344,0,null,null,null,null,8093.67]
["2009-10-12T03:12:00",59.990001678466797,0,null,-223.01573181152344,0,null,null,null,null,8094]

{"sheet":"Entry Data","index":1,"n_rows":36,"n_cols":3,"rows_kept":36,"cut":false,"hidden":false,"merged":[]}
["Balancing Authority Name:","My BA"]
["Balancing Authority Frequency Response Obligation (FRO from FRS Form 1)",-400]
[]
["Note: See \"Instruction\" tab for more detailed instructions."]
[]
["Step 1.","Copy and Paste Event Data into the appropriate cells of the  \"Data\" worksheet."]
[null,"Maintain date and time format of mm/dd/yy hh:mm:ss."]
["Step 2.","Determine Time of T(0) and edit formula in cell \"C8\" to reference the correct row of the \"Data\" worksheet.",{"$f":"Data!A469","v":40098.102384259262}]
[null,"T(0) is the first change in frequency of about 0.010 Hz (10 mHz) which should be the first scan of frequency data of the event."]
[]
["Step 3.","Time of Frequency Recovery to 60 Hz or Pre-Perturbation Hz",{"$f":"Data!A633","v":40098.106180555558}]
[]
[]
[]
[]
[]
[]
["Step 4.","Hit the big blue button to copy your data for pasting into FRS Form 1 \"BA Event Data\" worksheet."]
[]
[]
[]
[]
[]
[]
[]
[]
[]
[]
[]
[]
["Step 5.","Paste data into FRS Form 1 in the appropriate row on the \"BA Event Data\" worksheet."]
[]
["Step 6.","Save this workbook using the following file name format:MyBA_yymmdd_hhmm_FRS_Form2.xlsm"]
[null,{"$f":"Evaluation!G2","v":"2009-10-12T02:27:26"},"Date yymmdd"]
[null,{"$f":"Evaluation!G2","v":40098.102384259262},"Time hh:ss of T(0)"]
[null,"Where \"MyBA\" = your BA pneumonic"]

{"sheet":"IPFR","index":2,"n_rows":41,"n_cols":2,"rows_kept":41,"cut":false,"hidden":false,"merged":[]}
[]
[]
[]
[]
[]
[]
[]
[]
[]
[]
[]
[]
[]
[]
[]
[]
[]
[]
[]
[]
[]
[]
[]
[]
[]
[]
[]
[]
[]
[]
[]
[]
[]
[]
[]
[]
[]
[]
[]
[]
[null,"IPFR = Interconnection Primary Frequency Response"]

{"sheet":"Evaluation","index":3,"n_rows":529,"n_cols":122,"rows_kept":529,"cut":false,"hidden":false,"merged":[]}
["scan rate",2,"seconds",null,null,"Date:",{"$f":"G2","v":"2009-10-12T02:27:26"},null,null,null,"Balancing Authority",{"$f":"'Entry Data'!B1","v":"My BA"},null,null,null,null,null,null,null,null,null,null,"A Point",{"$f":"$B78","v":40098.102361111116},null,null,null,null,"A Point",{"$f":"$B$78","v":40098.102361111116},null,null,null,null,null,null,null,null,null,null,null,null,null,"Non-Conforming Load sign convention","-","(Data is positive for Load then enter \"+\" else \"-\"",null,null,null,null,null,null,null,null,null,null,null,"Date:",{"$f":"$BG$2","v":"2009-10-12T02:27:26"},null,null,null,null,null,null,null,null,null,null,null,null,"Date:",{"$f":"BU2","v":"2009-10-12T02:27:26"},null,null,null,null,null,null,null,null,null,null,null,null,"Date:",{"$f":"CI2","v":"2009-10-12T02:27:26"},null,null,null,null,null,null,null,null,null,null,null,null,"Date:",{"$f":"CW2","v":"2009-10-12T02:27:26"},null,null,null,null,null,null,null,null,null,null,null,null,"Date:",{"$f":"DK2","v":"2009-10-12T02:27:26"}]
[null,null,null,null,null,"Time of T(0)",{"$f":"'Entry Data'!C8","v":40098.102384259262},null,null,null,"Grid Nominal Frequency",60,"Hz",null,null,null,null,null,null,null,null,null,"FPointA",{"$f":"$C78","v":60.03900146484375},{"$f":"$B78","v":40098.102361111116},null,null,null,"FPointA",{"$f":"$C$78","v":60.03900146484375},{"$f":"$B$78","v":40098.102361111116},null,null,null,null,null,null,null,null,null,null,null,null,null,null,null,null,null,null,null,null,null,null,null,null,null,null,"Time of T(0)",{"$f":"G2","v":40098.102384259262},null,null,null,null,null,null,null,null,null,null,null,null,"Time of T(0)",{"$f":"$G2","v":40098.102384259262},null,null,null,null,null,null,null,null,null,null,null,null,"Time of T(0)",{"$f":"$G2","v":40098.102384259262},null,null,null,null,null,null,null,null,null,null,null,null,"Time of T(0)",{"$f":"$G2","v":40098.102384259262},null,null,null,null,null,null,null,null,null,null,null,null,"Time of T(0)",{"$f":"$G2","v":40098.102384259262}]
[null,null,null,null,null,"Time of Frequency Recovery to 60 Hz or Pre-Perturbation Hz",{"$f":"'Entry Data'!C11","v":40098.106180555558},null,null,null,"Capacity @ Droop for Minimum Performance",{"$f":"L7*-M4*10","v":12000},"MW",null,null,null,null,null,null,null,null,null,"A Value",{"$f":"AVERAGE($C71:$C78)","v":60.042125225067139},null,null,null,null,"A Value",{"$f":"AVERAGE($C$71:$C$78)","v":60.042125225067139},null,null,null,null,null,null,null,null,null,null,null,null,null,null,null,null,null,null,null,null,null,null,null,null,null,null,null,"Time of Frequency Recovery to 60 Hz or Pre-Perturbation Hz",{"$f":"G3","v":40098.106180555558},null,null,null,null,null,null,null,null,null,null,null,null,"Time of Frequency Recovery to 60 Hz or Pre-Perturbation Hz",{"$f":"$G3","v":40098.106180555558},null,null,null,null,null,null,null,null,null,null,null,null,"Time of Frequency Recovery to 60 Hz or Pre-Perturbation Hz",{"$f":"$G3","v":40098.106180555558},null,null,null,null,null,null,null,null,null,null,null,null,"Time of Frequency Recovery to 60 Hz or Pre-Perturbation Hz",{"$f":"$G3","v":40098.106180555558},null,null,null,null,null,null,null,null,null,null,null,null,"Time of Frequency Recovery to 60 Hz or Pre-Perturbation Hz",{"$f":"$G3","v":40098.106180555558}]
[null,null,null,null,null,"Value A Pre-Perturbation Average Frequency [T(-2 ) to T(-16)]",{"$f":"AVERAGE($C$71:$C$78)","v":60.042125225067139},"Hz",null,null,"Droop Setting",0.05,{"$f":"L4*L2","v":3},"Hz",null,null,null,null,null,null,null,null,"C Value",{"$f":"IF($K$16=\"Low Hz\",MIN($C$79:$C$88),MAX($C$79:$C$88))","v":59.83599853515625},{"$f":"LOOKUP($X$4,$C$79:$C$88,$B$79:$B$88)","v":{"$error":"#N/A"}},null,null,null,"C Value",{"$f":"IF($K$16=\"Low Hz\",MIN($C$79:$C$88),MAX($C$79:$C$88))","v":59.83599853515625},{"$f":"LOOKUP($X$6,$C$79:$C$88,$B$79:$B$88)","v":{"$error":"#N/A"}},null,null,null,null,null,null,null,null,null,null,null,null,null,null,null,null,null,null,null,null,null,null,null,null,null,null,"Value A Pre-Perturbation Average Frequency [T(-2 ) to T(-16)]",{"$f":"AVERAGE($AP$71:$AP$78)","v":60.042125225067139},"Hz",null,null,null,null,null,null,null,null,null,null,null,"Value A Pre-Perturbation Average Frequency [T(-2 ) to T(-16)]",{"$f":"AVERAGE($AP$71:$AP$78)","v":60.042125225067139},"Hz",null,null,null,null,null,null,null,null,null,null,null,"Value A Pre-Perturbation Average Frequency [T(-2 ) to T(-16)]",{"$f":"AVERAGE($AP$71:$AP$78)","v":60.042125225067139},"Hz",null,null,null,null,null,null,null,null,null,null,null,"Value A Pre-Perturbation Average Frequency [T(-2 ) to T(-16)]",{"$f":"AVERAGE($AP$71:$AP$78)","v":60.042125225067139},"Hz",null,null,null,null,null,null,null,null,null,null,null,"Value A Pre-Perturbation Average Frequency [T(-2 ) to T(-16)]",{"$f":"AVERAGE($AP$71:$AP$78)","v":60.042125225067139},"Hz"]
[null,null,null,null,null,"Value B Post-Perturbation Average Frequency [T(+20 to T(+52)]",{"$f":"AVERAGE($C$89:$C$105)","v":59.889117745792163},"Hz",null,null,"Deadband Setting",0,"Hz",null,null,null,null,null,null,null,null,null,"Delta FCA",{"$f":"X4-X3","v":-0.20612668991088867},null,null,null,null,"Delta FC",null,null,null,null,null,null,null,null,null,null,null,null,null,null,null,null,null,null,null,null,null,null,null,null,null,null,null,null,"Value B Post-Perturbation Average Frequency [T(+12 to T(+24)]",{"$f":"AVERAGE($AP$85:$AP$91)","v":59.88257162911551},"Hz",null,null,null,null,null,null,null,null,null,null,null,"Value B Post-Perturbation Average Frequency [T(+18 to T(+30)]",{"$f":"AVERAGE($AP$88:$AP$94)","v":59.884428841727122},"Hz",null,null,null,null,null,null,null,null,null,null,null,"Value B Post-Perturbation Average Frequency [T(+20 to T(+40)]",{"$f":"AVERAGE($AP$89:$AP$99)","v":59.889273210005328},"Hz",null,null,null,null,null,null,null,null,null,null,null,"Value B Post-Perturbation Average Frequency [T(+18 to T(+52)]",{"$f":"AVERAGE($AP$88:$AP$105)","v":59.88833342658149},"Hz",null,null,null,null,null,null,null,null,null,null,null,"Value B Post-Perturbation Average Frequency [T(+20 to T(+52)]",{"$f":"AVERAGE($AP$89:$AP$105)","v":59.889117745792163},"Hz"]
[null,null,null,null,null,"Pre to Post Perturbation Delta Frequency Actual",{"$f":"G5-G4","v":-0.15300747927497582},"Hz",null,null,"Hz Span",{"$f":"M4-L5","v":3},"Hz",null,null,null,null,null,null,null,null,null,"FR C",{"$f":"X8/(X5*10)","v":-307.09269152561194},"MW/0.1 Hz",null,null,null,null,null,null,null,null,null,null,null,null,null,null,null,null,null,null,null,null,null,null,null,null,null,null,null,null,null,null,null,null,"Pre to Post Perturbation Delta Frequency Actual",{"$f":"BG5-BG4","v":-0.15955359595162832},"Hz",null,null,null,null,null,null,null,null,null,null,null,"Pre to Post Perturbation Delta Frequency Actual",{"$f":"BU5-BU4","v":-0.15769638334001712},"Hz",null,null,null,null,null,null,null,null,null,null,null,"Pre to Post Perturbation Delta Frequency Actual",{"$f":"CI5-CI4","v":-0.15285201506181068},"Hz",null,null,null,null,null,null,null,null,null,null,null,"Pre to Post Perturbation Delta Frequency Actual",{"$f":"CW5-CW4","v":-0.15379179848564917},"Hz",null,null,null,null,null,null,null,null,null,null,null,"Pre to Post Perturbation Delta Frequency Actual",{"$f":"DK5-DK4","v":-0.15300747927497582},"Hz"]
[null,null,null,null,null,"Value A Pre-Perturbation Average Interchange MW [T(-2 ) to T(-16)]",{"$f":"AVERAGE($D$71:$D$78)","v":633},"MW",null,null,"Frequency Response Obligation (FRO)",{"$f":"'Entry Data'!B2","v":-400},"MW/0.1 Hz",null,null,null,null,null,null,null,null,null,"Slope A-C dF/dT",{"$f":"(X4-X2)/(Y4-Y2)/86400","v":{"$error":"#N/A"}},"Hz/second",null,null,null,null,"Value B","FR B","Value B","FR B","Value B","FR B","Value B","FR B","Value B","FR B",null,null,null,null,null,null,null,null,null,null,null,null,null,null,null,null,null,null,"Value A Pre-Perturbation Average Interchange MW [T(-2 ) to T(-16)]",{"$f":"AVERAGE($D$71:$D$78)","v":633},"MW",null,null,null,null,null,null,null,null,null,null,null,"Value A Pre-Perturbation Average Interchange MW [T(-2 ) to T(-16)]",{"$f":"AVERAGE($D$71:$D$78)","v":633},"MW",null,null,null,null,null,null,null,null,null,null,null,"Value A Pre-Perturbation Average Interchange MW [T(-2 ) to T(-16)]",{"$f":"AVERAGE($D$71:$D$78)","v":633},"MW",null,null,null,null,null,null,null,null,null,null,null,"Value A Pre-Perturbation Average Interchange MW [T(-2 ) to T(-16)]",{"$f":"AVERAGE($D$71:$D$78)","v":633},"MW",null,null,null,null,null,null,null,null,null,null,null,"Value A Pre-Perturbation Average Interchange MW [T(-2 ) to T(-16)]",{"$f":"AVERAGE($D$71:$D$78)","v":633},"MW"]
[null,null,null,null,null,"Value B Post-Perturbation Average Interchange MW [T(+20 to T(+52)]",{"$f":"AVERAGE($D$89:$D$105)","v":0},"MW",null,null,null,null,null,null,null,null,null,null,null,null,null,null,"C Value Maximum Resource Loss",{"$f":"MAX(Z79:Z88)","v":633},null,null,null,null,null,"12 to 24 sec","12 to 24 sec","18 to 30 sec","18 to 30 sec","20 to 40 sec","20 to 40 sec","18 to 52 sec","18 to 52 sec","20 to 52 sec","20 to 52 sec",null,null,null,null,null,null,null,null,null,null,null,null,null,null,null,null,null,null,"Value B Post-Perturbation Average Interchange MW [T(+12 to T(+24)]",{"$f":"AVERAGE($D$85:$D$91)","v":0},"MW",null,null,null,null,null,null,null,null,null,null,null,"Value B Post-Perturbation Average Interchange MW [T(+18 to T(+30)]",{"$f":"AVERAGE($D$88:$D$94)","v":0},"MW",null,null,null,null,null,null,null,null,null,null,null,"Value B Post-Perturbation Average Interchange MW [T(+20 to T(+40)]",{"$f":"AVERAGE($D$89:$D$99)","v":0},"MW",null,null,null,null,null,null,null,null,null,null,null,"Value B Post-Perturbation Average Interchange MW [T(+18 to T(+52)]",{"$f":"AVERAGE($D$88:$D$105)","v":0},"MW",null,null,null,null,null,null,null,null,null,null,null,"Value B Post-Perturbation Average Interchange MW [T(+20 to T(+52)]",{"$f":"AVERAGE($D$89:$D$105)","v":0},"MW"]
[null,null,null,null,null,"Pre to Post Perturbation Interchange Delta MW Actual",{"$f":"G8-G7","v":-633},"MW",null,null,null,null,null,null,null,null,null,null,null,null,null,null,"Secondary C Value",{"$f":"IF((MIN(C89:C139)<X4),MIN(C89:C139),\"No\")","v":"No"},{"$f":"IF(X9=\"No\",\"n/a \",(LOOKUP(X9,C89:C139,B89:B139)))","v":"n/a "},"Time",null,null,"B Frequency Value",{"$f":"AVERAGE($C$85:$C$91)","v":59.88257162911551},null,{"$f":"AVERAGE($C$88:$C$94)","v":59.884428841727122},null,{"$f":"AVERAGE($E$89:$E$99)","v":59.889117745792184},null,{"$f":"AVERAGE($C$88:$C$105)","v":59.88833342658149},null,{"$f":"AVERAGE($C$89:$C$105)","v":59.889117745792163},null,null,null,null,null,null,null,null,null,null,null,null,null,null,null,null,null,null,null,"Pre to Post Perturbation Interchange Delta MW Actual",{"$f":"BG8-BG7","v":-633},"MW",null,null,null,null,null,null,null,null,null,null,null,"Pre to Post Perturbation Interchange Delta MW Actual",{"$f":"BU8-BU7","v":-633},"MW",null,null,null,null,null,null,null,null,null,null,null,"Pre to Post Perturbation Interchange Delta MW Actual",{"$f":"CI8-CI7","v":-633},"MW",null,null,null,null,null,null,null,null,null,null,null,"Pre to Post Perturbation Interchange Delta MW Actual",{"$f":"CW8-CW7","v":-633},"MW",null,null,null,null,null,null,null,null,null,null,null,"Pre to Post Perturbation Interchange Delta MW Actual",{"$f":"DK8-DK7","v":-633},"MW"]
[null,null,null,null,null,"Initial Performance Ramp Magnitude Adjustment",{"$f":"(D77-D49)*0.59","v":0},"MW",null,null,null,null,null,null,null,null,null,null,null,null,null,null,null,null,null,null,null,null,"Delta FB",{"$f":"AD9-$AD$3","v":-0.15955359595162832},{"$f":"AVERAGE($AA$85:$AA$91)","v":-397.19960544267985},{"$f":"AF9-$AD$3","v":-0.15769638334001712},{"$f":"AVERAGE($AA$88:$AA$94)","v":-401.66999207903092},{"$f":"AH9-$AD$3","v":-0.15300747927495451},{"$f":"AVERAGE($AA$89:$AA$99)","v":-414.40454165799855},{"$f":"AJ9-$AD$3","v":-0.15379179848564917},{"$f":"AVERAGE($AA$88:$AA$105)","v":-411.99633140597354},{"$f":"AL9-$AD$3","v":-0.15300747927497582},{"$f":"AVERAGE($AA$89:$AA$105)","v":-413.95153300118005},null,null,null,null,null,null,null,null,null,null,null,null,null,null,null,null,null,null,"Net Total Adjustments",{"$f":"BG30","v":-46.803207669939326},"MW",null,null,null,null,null,null,null,null,null,null,null,"Net Total Adjustments",{"$f":"BU30","v":-48.127773012433721},"MW",null,null,null,null,null,null,null,null,null,null,null,"Net Total Adjustments",{"$f":"CI30","v":-47.741668180985897},"MW",null,null,null,null,null,null,null,null,null,null,null,"Net Total Adjustments",{"$f":"CW30","v":-48.632298575507264},"MW",null,null,null,null,null,null,null,null,null,null,null,"Net Total Adjustments",{"$f":"DK30","v":-48.791835897109081},"MW"]
[null,null,null,null,null,"EPFR Pre-Perturbation Average",{"$f":"AVERAGE(H71:H78)","v":-168.50090026855469},"MW",null,null,null,null,null,null,null,null,null,null,null,null,null,null,null,null,null,null,null,null,"Slope B dF/dT",{"$f":"AD10/20","v":-7.9776797975814155E-3},null,{"$f":"AF10/20","v":-7.8848191670008554E-3},null,{"$f":"AH10/20","v":-7.6503739637477251E-3},null,{"$f":"AJ10/20","v":-7.689589924282458E-3},null,{"$f":"AL10/20","v":-7.6503739637487911E-3},null,null,null,null,null,null,null,null,null,null,null,null,null,null,null,null,null,null,null,"EPFR for FRO Pre-Perturbation Average",{"$f":"AVERAGE(AZ71:AZ78)","v":-168.50090026855469},"MW",null,null,null,null,null,null,null,null,null,null,null,"EPFR for FRO Pre-Perturbation Average",{"$f":"AVERAGE(BM71:BM78)","v":-168.50090026855469},"MW",null,null,null,null,null,null,null,null,null,null,null,"EPFR for FRO Pre-Perturbation Average",{"$f":"AVERAGE(CO71:CO78)","v":-168.50090026855469},"MW",null,null,null,null,null,null,null,null,null,null,null,"EPFR for FRO Pre-Perturbation Average",{"$f":"AVERAGE(DC71:DC78)","v":-168.50090026855469},"MW",null,null,null,null,null,null,null,null,null,null,null,"EPFR for FRO Pre-Perturbation Average",{"$f":"AVERAGE(DQ71:DQ78)","v":-168.50090026855469},"MW"]
[null,null,null,null,null,"EPFR Post-Perturbation Average",{"$f":"AVERAGE(H89:H105)","v":443.52901683134189},"MW",null,null,null,null,null,null,null,null,null,null,null,null,null,null,null,null,null,null,null,null,"RatioB-C",{"$f":"(100*(AD10/$X$5))","v":77.405597509282018},null,{"$f":"(100*(AF10/$X$5))","v":76.504592107015043},null,{"$f":"(100*(AH10/$X$5))","v":74.229824066500896},null,{"$f":"(100*(AJ10/$X$5))","v":74.610327537950283},null,{"$f":"(100*(AL10/$X$5))","v":74.229824066511227},null,null,null,null,null,null,null,null,null,null,null,null,null,null,null,null,null,null,null,"EPFR for FRO Post-Perturbation Average",{"$f":"AVERAGE($AZ85:$AZ91)","v":469.71348353794644},"MW",null,null,null,null,null,null,null,null,null,null,null,"EPFR for FRO Post-Perturbation Average",{"$f":"AVERAGE($AZ88:$AZ94)","v":462.28463309151783},"MW",null,null,null,null,null,null,null,null,null,null,null,"EPFR for FRO Post-Perturbation Average",{"$f":"AVERAGE($AZ89:$AZ99)","v":442.90715997869319},"MW",null,null,null,null,null,null,null,null,null,null,null,"EPFR for FRO Post-Perturbation Average",{"$f":"AVERAGE($AZ88:$AZ105)","v":446.66629367404516},"MW",null,null,null,null,null,null,null,null,null,null,null,"EPFR for FRO Post-Perturbation Average",{"$f":"AVERAGE($AZ89:$AZ105)","v":443.52901683134189},"MW"]
[null,null,null,null,null,"EPFR Delta",{"$f":"G12-G11","v":612.02991709989658},"MW",null,null,"TC (frequency response filter constant)",1,"Time Constant for delayed delivery of PFR during Sustained Measure",null,null,null,null,null,null,null,null,null,null,null,null,null,null,null,"Sustainability Index",{"$f":"AVERAGE($C$110:$C$119)-AD9","v":-1.717131478445566E-2},null,{"$f":"AVERAGE($C$110:$C$119)-AF9","v":-1.9028527396066863E-2},null,{"$f":"AVERAGE($C$110:$C$119)-AH9","v":-2.3717431461129479E-2},null,{"$f":"AVERAGE($C$110:$C$119)-AJ9","v":-2.2933112250434817E-2},null,{"$f":"AVERAGE($C$110:$C$119)-AL9","v":-2.3717431461108163E-2},null,null,null,null,null,null,null,null,null,null,null,null,null,null,null,null,null,null,null,"EPFR for FRO Delta",{"$f":"BG12-BG11","v":638.21438380650113},"MW",null,null,null,null,null,null,null,null,null,null,null,"EPFR for FRO Delta",{"$f":"BU12-BU11","v":630.78553336007258},"MW",null,null,null,null,null,null,null,null,null,null,null,"EPFR for FRO Delta",{"$f":"CI12-CI11","v":611.40806024724793},"MW",null,null,null,null,null,null,null,null,null,null,null,"EPFR for FRO Delta",{"$f":"CW12-CW11","v":615.16719394259985},"MW",null,null,null,null,null,null,null,null,null,null,null,"EPFR for FRO Delta",{"$f":"DK12-DK11","v":612.02991709989658},"MW"]
[null,null,null,null,null,null,null,null,null,null,null,null,null,null,null,null,null,null,null,null,null,null,"Tzero",{"$f":"B78","v":40098.102361111116},null,null,null,null,null,null,null,null,null,null,null,null,null,null,null,null,null,null,null,null,null,null,null,null,null,null,null,null,null,null,null,null,null,"EPFR for FRO Adjusted",{"$f":"BG13+BG10","v":591.41117613656183},"MW",null,null,null,null,null,null,null,null,null,null,null,"EPFR for FRO Adjusted",{"$f":"BU13+BU10","v":582.65776034763883},"MW",null,null,null,null,null,null,null,null,null,null,null,"EPFR for FRO Adjusted",{"$f":"CI13+CI10","v":563.66639206626201},"MW",null,null,null,null,null,null,null,null,null,null,null,"EPFR for FRO Adjusted",{"$f":"CW13+CW10","v":566.53489536709253},"MW",null,null,null,null,null,null,null,null,null,null,null,"EPFR for FRO Adjusted",{"$f":"DK13+DK10","v":563.2380812027875},"MW"]
[null,null,null,null,null,null,null,null,null,null,null,null,null,null,null,null,null,null,null,null,null,null,"FT+4",{"$f":"C81","v":59.83599853515625},null,null,null,null,null,null,null,null,null,null,null,null,null,null,null,null,null,null,null,null,null,null,null,null,null,null,null,null,null,null,null,null,null,"Pre JOU Dynamic Schedules MW",{"$f":"AVERAGE($AR$71:$AR$78)","v":0},null,null,null,"Pre-Perturbation Bias Setting",{"$f":"AVERAGE($AX$71:$AX$78)","v":-653},"MW/0.1 Hz",null,null,null,null,null,null,"Pre JOU Dynamic Schedules MW",{"$f":"AVERAGE($AR$71:$AR$78)","v":0},null,null,null,"Pre-Perturbation Bias Setting",{"$f":"AVERAGE($AX$71:$AX$78)","v":-653},"MW/0.1 Hz",null,null,null,null,null,null,"Pre JOU Dynamic Schedules MW",{"$f":"AVERAGE($AR$71:$AR$78)","v":0},"MW",null,null,"Pre-Perturbation Bias Setting",{"$f":"AVERAGE($AX$71:$AX$78)","v":-653},"MW/0.1 Hz",null,null,null,null,null,null,"Pre JOU Dynamic Schedules MW",{"$f":"AVERAGE($AR$71:$AR$78)","v":0},"MW",null,null,"Pre-Perturbation Bias Setting",{"$f":"AVERAGE($AX$71:$AX$78)","v":-653},"MW/0.1 Hz",null,null,null,null,null,null,"Pre JOU Dynamic Schedules MW",{"$f":"AVERAGE($AR$71:$AR$78)","v":0},"MW",null,null,"Pre-Perturbation Bias Setting",{"$f":"AVERAGE($AX$71:$AX$78)","v":-653},"MW/0.1 Hz"]
[null,null,null,null,null,null,null,null,null,null,{"$f":"IF(G6<0,\"Low Hz\",\"High Hz\")","v":"Low Hz"},"Delta Hz Event",null,null,null,null,null,null,null,null,null,null,"FT+10",{"$f":"C84","v":59.891998291015625},null,null,null,null,null,null,null,null,null,null,null,null,null,null,null,null,null,null,null,null,null,null,null,null,null,null,null,null,null,null,null,null,null,"Pre Non-Conforming Load MW",{"$f":"AVERAGE($AS$71:$AS$78)","v":-165.33587837219238},null,null,null,"Post-Perturbation Bias Setting",{"$f":"AVERAGE($AX$85:$AX$91)","v":-653},"MW/0.1 Hz",null,null,null,null,null,null,"Pre Non-Conforming Load MW",{"$f":"AVERAGE($AS$71:$AS$78)","v":-165.33587837219238},null,null,null,"Post-Perturbation Bias Setting",{"$f":"AVERAGE($AX$88:$AX$94)","v":-653},"MW/0.1 Hz",null,null,null,null,null,null,"Pre Non-Conforming Load MW",{"$f":"AVERAGE($AS$71:$AS$78)","v":-165.33587837219238},"MW",null,null,"Post-Perturbation Bias Setting",{"$f":"AVERAGE($AX$89:$AX$99)","v":-653},"MW/0.1 Hz",null,null,null,null,null,null,"Pre Non-Conforming Load MW",{"$f":"AVERAGE($AS$71:$AS$78)","v":-165.33587837219238},"MW",null,null,"Post-Perturbation Bias Setting",{"$f":"AVERAGE($AX$88:$AX$105)","v":-653},"MW/0.1 Hz",null,null,null,null,null,null,"Pre Non-Conforming Load MW",{"$f":"AVERAGE($AS$71:$AS$78)","v":-165.33587837219238},"MW",null,null,"Post-Perturbation Bias Setting",{"$f":"AVERAGE($AX$89:$AX$105)","v":-653},"MW/0.1 Hz"]
[null,null,null,null,null,null,null,null,null,null,{"$f":"LOOKUP(G3,B43:B529,N43:N529)","v":0},"Actual Interchange MW Average during frequency recovery period",null,null,null,null,null,null,null,null,null,null,"FT+20",{"$f":"C89","v":59.882999420166016},null,null,null,null,null,null,null,null,null,null,null,null,null,null,null,null,null,null,null,null,null,null,null,null,null,null,null,null,null,null,null,null,null,"Pre Pumped Hydro MW",{"$f":"AVERAGE($AT$71:$AT$78)","v":0},null,null,null,"EPFR for Bias Setting Pre-Perturbation Average",{"$f":"(BG4-$L$2)*10*BL15","v":-275.07771968841553},"MW",null,null,null,null,null,null,"Pre Pumped Hydro MW",{"$f":"AVERAGE($AT$71:$AT$78)","v":0},null,null,null,"EPFR for Bias Setting Pre-Perturbation Average",{"$f":"(BU4-$L$2)*10*BZ15","v":-275.07771968841553},"MW",null,null,null,null,null,null,"Pre Pumped Hydro MW",{"$f":"AVERAGE($AT$71:$AT$78)","v":0},"MW",null,null,"EPFR for Bias Setting Pre-Perturbation Average",{"$f":"(CI4-$L$2)*10*CN15","v":-275.07771968841553},"MW",null,null,null,null,null,null,"Pre Pumped Hydro MW",{"$f":"AVERAGE($AT$71:$AT$78)","v":0},"MW",null,null,"EPFR for Bias Setting Pre-Perturbation Average",{"$f":"(CW4-$L$2)*10*DB15","v":-275.07771968841553},"MW",null,null,null,null,null,null,"Pre Pumped Hydro MW",{"$f":"AVERAGE($AT$71:$AT$78)","v":0},"MW",null,null,"EPFR for Bias Setting Pre-Perturbation Average",{"$f":"(DK4-$L$2)*10*DP15","v":-275.07771968841553},"MW"]
[null,null,null,null,null,null,null,null,null,null,{"$f":"LOOKUP(G3,B43:B529,O43:O529)","v":653.11351496373379},"Target Interchange MW Average during frequency recovery period",null,null,null,null,null,null,null,null,null,null,"FT+60",{"$f":"C109","v":59.889999389648437},null,null,null,null,null,null,null,null,null,null,null,null,null,null,null,null,null,null,null,null,null,null,null,null,null,null,null,null,null,null,null,null,null,"Pre Ramping Units MW",{"$f":"AVERAGE($AU$71:$AU$78)","v":0},null,null,null,"EPFR for Bias Setting Post-Perturbation Average",{"$f":"(BG5-$L$2)*10*BL16","v":766.80726187571747},"MW",null,null,null,null,null,null,"Pre Ramping Units MW",{"$f":"AVERAGE($AU$71:$AU$78)","v":0},null,null,null,"EPFR for Bias Setting Post-Perturbation Average",{"$f":"(BU5-$L$2)*10*BZ16","v":754.67966352189626},"MW",null,null,null,null,null,null,"Pre Ramping Units MW",{"$f":"AVERAGE($AU$71:$AU$78)","v":0},"MW",null,null,"EPFR for Bias Setting Post-Perturbation Average",{"$f":"(CI5-$L$2)*10*CN16","v":723.04593866520815},"MW",null,null,null,null,null,null,"Pre Ramping Units MW",{"$f":"AVERAGE($AU$71:$AU$78)","v":0},"MW",null,null,"EPFR for Bias Setting Post-Perturbation Average",{"$f":"(CW5-$L$2)*10*DB16","v":729.18272442287355},"MW",null,null,null,null,null,null,"Pre Ramping Units MW",{"$f":"AVERAGE($AU$71:$AU$78)","v":0},"MW",null,null,"EPFR for Bias Setting Post-Perturbation Average",{"$f":"(DK5-$L$2)*10*DP16","v":724.06111997717653},"MW"]
[null,null,null,"EPFR = Expected Primary Frequency Response",null,"EPFR(Final)",{"$f":"G13+G10","v":612.02991709989658},"MW",null,null,{"$f":"LOOKUP(G3,B49:B529,Q49:Q529)","v":389.77734916386066},"Interchange Average Ramp MW during frequency recovery period",null,null,null,null,null,null,null,null,"Interconnection Evaluation",null,null,null,null,null,null,null,null,null,null,null,null,null,null,null,null,null,null,null,null,null,null,null,null,null,null,null,null,null,null,null,null,null,null,null,null,"Pre Transferred Frequency Response MW",{"$f":"AVERAGE($AV$71:$AV$78)*-10*(BG4-$L$2)","v":0},null,null,null,"EPFR for Bias Setting Delta",{"$f":"BL18-BL17","v":1041.8849815641329},"MW",null,null,null,null,null,null,"Pre Transferred Frequency Response MW",{"$f":"AVERAGE($AV$71:$AV$78)*-10*(BU4-$L$2)","v":0},null,null,null,"EPFR for Bias Setting Delta",{"$f":"BZ18-BZ17","v":1029.7573832103117},"MW",null,null,null,null,null,null,"Pre Transferred Frequency Response MW",{"$f":"AVERAGE($AV$71:$AV$78)*-10*(CI4-$L$2)","v":0},"MW",null,null,"EPFR for Bias Setting Delta",{"$f":"CN18-CN17","v":998.12365835362368},"MW",null,null,null,null,null,null,"Pre Transferred Frequency Response MW",{"$f":"AVERAGE($AV$71:$AV$78)*-10*(CW4-$L$2)","v":0},"MW",null,null,"EPFR for Bias Setting Delta",{"$f":"DB18-DB17","v":1004.2604441112891},"MW",null,null,null,null,null,null,"Pre Transferred Frequency Response MW",{"$f":"AVERAGE($AV$71:$AV$78)*-10*(DK4-$L$2)","v":0},"MW",null,null,"EPFR for Bias Setting Delta",{"$f":"DP18-DP17","v":999.13883966559206},"MW"]
[null,null,null,null,null,null,null,null,null,null,{"$f":"D77","v":633},"Actual MW @ T(-4)",null,null,null,null,null,null,null,null,null,null,null,null,null,null,null,null,null,null,null,null,null,null,null,null,null,null,null,null,null,null,null,null,null,null,null,null,null,null,null,null,null,null,null,null,null,"Pre Contingent BA Lost Generation MW",{"$f":"AVERAGE($AW$71:$AW$78)","v":0},null,null,null,"Primary Frequency Response Delivery of Bias",{"$f":"BG9/BL19","v":-0.60755266771357708},null,null,null,null,null,null,null,"Pre Contingent BA Lost Generation MW",{"$f":"AVERAGE($AW$71:$AW$78)","v":0},null,null,null,"Primary Frequency Response Delivery of Bias",{"$f":"BU9/BZ19","v":-0.61470790141518195},null,null,null,null,null,null,null,"Pre Contingent BA Lost Generation MW",{"$f":"AVERAGE($AW$71:$AW$78)","v":0},"MW",null,null,"Primary Frequency Response Delivery of Bias",{"$f":"CI9/CN19","v":-0.63418995702808545},null,null,null,null,null,null,null,"Pre Contingent BA Lost Generation MW",{"$f":"AVERAGE($AW$71:$AW$78)","v":0},"MW",null,null,"Primary Frequency Response Delivery of Bias",{"$f":"CW9/DB19","v":-0.63031457995955165},null,null,null,null,null,null,null,"Pre Contingent BA Lost Generation MW",{"$f":"AVERAGE($AW$71:$AW$78)","v":0},"MW",null,null,"Primary Frequency Response Delivery of Bias",{"$f":"DK9/DP19","v":-0.63354558432726193}]
[null,null,null,null,null,null,null,null,null,null,{"$f":"LOOKUP(G3,B43:B524,D43:D524)-D77+I77-LOOKUP(G3,B43:B524,I43:I524)","v":-825.0013427734375},"Starting and Ending Difference in Interchange MW during frequency recovery period (indicates ramp direction during recovery period)",null,null,null,null,null,null,null,null,null,null,null,null,null,null,null,null,null,null,null,null,null,null,null,null,null,null,null,null,null,null,null,null,null,null,null,null,null,null,null,null,null,null,null,null,null,"Sum of Pre Perturbation Adjustments",{"$f":"SUM(BG15:BG20)","v":-165.33587837219238},null,null,null,null,null,null,null,null,null,null,null,null,"Sum of Pre Perturbation Adjustments",{"$f":"SUM(BU15:BU20)","v":-165.33587837219238},null,null,null,null,null,null,null,null,null,null,null,null,"Sum of Pre Perturbation Adjustments",{"$f":"SUM(CI15:CI20)","v":-165.33587837219238},"MW",null,null,null,null,null,null,null,null,null,null,null,"Sum of Pre Perturbation Adjustments",{"$f":"SUM(CW15:CW20)","v":-165.33587837219238},"MW",null,null,null,null,null,null,null,null,null,null,null,"Sum of Pre Perturbation Adjustments",{"$f":"SUM(DK15:DK20)","v":-165.33587837219238},"MW"]
[null,null,null,null,null,null,null,null,null,null,{"$f":"G3-G2","v":"00:05:28"},"Event Duration (h:mm:ss)"]
[null,null,null,null,null,null,null,null,null,null,{"$f":"IF(K18-K20<0,\"Yes\",\"No\")","v":"No"},"Target MW Average minus MW @ T(-4) less than zero",null,null,null,null,null,null,null,null,null,null,"B Value Average Resource Loss",{"$f":"AVERAGE(R89:X105)","v":633},null,null,null,null,null,null,null,null,null,null,null,null,null,null,null,null,null,null,null,null,null,null,null,null,null,null,null,null,null,null,null,null,null,"Post JOU Dynamic Schedules MW",{"$f":"AVERAGE($AR$85:$AR$91)","v":0},null,null,null,"Pre-Perturbation BA Load",{"$f":"AVERAGE($AY$71:$AY$78)","v":7651.3049999999994},"MW",null,null,null,null,null,null,"Post JOU Dynamic Schedules MW",{"$f":"AVERAGE($AR$88:$AR$94)","v":0},null,null,null,"Pre-Perturbation BA Load",{"$f":"AVERAGE($AY$71:$AY$78)","v":7651.3049999999994},"MW",null,null,null,null,null,null,"Post JOU Dynamic Schedules MW",{"$f":"AVERAGE($AR$89:$AR$99)","v":0},"MW",null,null,"Pre-Perturbation BA Load",{"$f":"AVERAGE($AY$71:$AY$78)","v":7651.3049999999994},"MW",null,null,null,null,null,null,"Post JOU Dynamic Schedules MW",{"$f":"AVERAGE($AR$88:$AR$105)","v":0},"MW",null,null,"Pre-Perturbation BA Load",{"$f":"AVERAGE($AY$71:$AY$78)","v":7651.3049999999994},"MW",null,null,null,null,null,null,"Post JOU Dynamic Schedules MW",{"$f":"AVERAGE($AR$89:$AR$105)","v":0},"MW",null,null,"Pre-Perturbation BA Load",{"$f":"AVERAGE($AY$71:$AY$78)","v":7651.3049999999994},"MW"]
[null,null,null,null,null,null,null,null,null,null,{"$f":"IF(K21>0,K18-K20,K18-(K20+K21))","v":845.11485773717129},"Interchange Target Relative Average Change - MW (Low Frequency Event)",null,null,null,null,null,null,null,null,null,null,"B Value Average LaaR Loss",{"$f":"AVERAGE(Y89:Y105)","v":0},null,null,null,null,null,null,null,null,null,null,null,null,null,null,null,null,null,null,null,null,null,null,null,null,null,null,null,null,null,null,null,null,null,"Post Non-Conforming Load MW",{"$f":"AVERAGE($AS$85:$AS$91)","v":-212.13908604213171},null,null,null,"Post-Perturbation BA Load",{"$f":"AVERAGE($AY$85:$AY$91)","v":7632},"MW",null,null,null,null,null,null,"Post Non-Conforming Load MW",{"$f":"AVERAGE($AS$88:$AS$94)","v":-213.4636513846261},null,null,null,"Post-Perturbation BA Load",{"$f":"AVERAGE($AY$88:$AY$94)","v":7632},"MW",null,null,null,null,null,null,"Post Non-Conforming Load MW",{"$f":"AVERAGE($AS$89:$AS$99)","v":-213.07754655317828},"MW",null,null,"Post-Perturbation BA Load",{"$f":"AVERAGE($AY$89:$AY$99)","v":7632},"MW",null,null,null,null,null,null,"Post Non-Conforming Load MW",{"$f":"AVERAGE($AS$88:$AS$105)","v":-213.96817694769965},"MW",null,null,"Post-Perturbation BA Load",{"$f":"AVERAGE($AY$88:$AY$105)","v":7632},"MW",null,null,null,null,null,null,"Post Non-Conforming Load MW",{"$f":"AVERAGE($AS$89:$AS$105)","v":-214.12771426930146},"MW",null,null,"Post-Perturbation BA Load",{"$f":"AVERAGE($AY$89:$AY$105)","v":7632},"MW"]
[null,null,null,null,null,null,null,null,null,null,{"$f":"IF(K21>0,K17-K20,K17-(K20+K21))","v":192.0013427734375},"Interchange Actual Relative Average Change - MW (Low Frequency Event)",null,null,null,null,null,null,null,null,null,null,"B Value Average Net Loss",{"$f":"X23-X24","v":633},null,null,null,null,null,null,null,null,null,null,null,null,null,null,null,null,null,null,null,null,null,null,null,null,null,null,null,null,null,null,null,null,null,"Post Pumped Hydro MW",{"$f":"AVERAGE($AT$85:$AT$91)","v":0},null,null,null,"Pre to Post Perturbation BA Load Change",{"$f":"BL24-BL23","v":-19.304999999999382},"MW",null,null,null,null,null,null,"Post Pumped Hydro MW",{"$f":"AVERAGE($AT$88:$AT$94)","v":0},null,null,null,"Pre to Post Perturbation BA Load Change",{"$f":"BZ24-BZ23","v":-19.304999999999382},"MW",null,null,null,null,null,null,"Post Pumped Hydro MW",{"$f":"AVERAGE($AT$89:$AT$99)","v":0},"MW",null,null,"Pre to Post Perturbation BA Load Change",{"$f":"CN24-CN23","v":-19.304999999999382},"MW",null,null,null,null,null,null,"Post Pumped Hydro MW",{"$f":"AVERAGE($AT$88:$AT$105)","v":0},"MW",null,null,"Pre to Post Perturbation BA Load Change",{"$f":"DB24-DB23","v":-19.304999999999382},"MW",null,null,null,null,null,null,"Post Pumped Hydro MW",{"$f":"AVERAGE($AT$89:$AT$105)","v":0},"MW",null,null,"Pre to Post Perturbation BA Load Change",{"$f":"DP24-DP23","v":-19.304999999999382},"MW"]
[null,null,null,null,null,null,null,null,null,null,{"$f":"IF(K17-K20<0,\"Yes\",\"No\")","v":"Yes"},"Interchange Actual Average minus MW @ T(-4) less than zero",null,null,null,null,null,null,null,null,null,null,null,null,null,null,null,null,null,null,null,null,null,null,null,null,null,null,null,null,null,null,null,null,null,null,null,null,null,null,null,null,null,null,null,null,null,"Post Ramping Units MW",{"$f":"AVERAGE($AU$85:$AU$91)","v":0},null,null,null,"Load Dampening Frequency Response",{"$f":"BL25/(BG6*-10)","v":-12.099382583550204},"MW/0.1 Hz",null,null,null,null,null,null,"Post Ramping Units MW",{"$f":"AVERAGE($AU$88:$AU$94)","v":0},null,null,null,"Load Dampening Frequency Response",{"$f":"BZ25/(BU6*-10)","v":-12.241878723607059},"MW/0.1 Hz",null,null,null,null,null,null,"Post Ramping Units MW",{"$f":"AVERAGE($AU$89:$AU$99)","v":0},"MW",null,null,"Load Dampening Frequency Response",{"$f":"CN25/(CI6*-10)","v":-12.629862937817848},"MW/0.1 Hz",null,null,null,null,null,null,"Post Ramping Units MW",{"$f":"AVERAGE($AU$88:$AU$105)","v":0},"MW",null,null,"Load Dampening Frequency Response",{"$f":"DB25/(CW6*-10)","v":-12.552684987165161},"MW/0.1 Hz",null,null,null,null,null,null,"Post Ramping Units MW",{"$f":"AVERAGE($AU$89:$AU$105)","v":0},"MW",null,null,"Load Dampening Frequency Response",{"$f":"DP25/(DK6*-10)","v":-12.61703028601994},"MW/0.1 Hz"]
[null,null,null,null,null,null,null,null,null,null,{"$f":"IF(K17-K20>0,\"Yes\",\"No\")","v":"No"},"Interchange Average MW minus MW @ T(-4) greater than zero",null,null,null,null,null,null,null,null,null,null,null,null,null,"Interconnection Bias Total",null,null,null,null,null,null,null,null,null,null,null,null,null,null,null,null,null,null,null,null,null,null,null,null,null,null,null,null,null,null,null,"Post Transferred Frequency Response MW",{"$f":"AVERAGE($AV$85:$AV$91)*-10*(BG5-$L$2)","v":0},null,null,null,"Load Dampening % of Total BA Frequency Response",{"$f":"BL25/BG9*-1","v":-3.0497630331752578E-2},null,null,null,null,null,null,null,"Post Transferred Frequency Response MW",{"$f":"AVERAGE($AV$88:$AV$94)*-10*(BU5-$L$2)","v":0},null,null,null,"Load Dampening % of Total BA Frequency Response",{"$f":"BZ25/BU9*-1","v":-3.0497630331752578E-2},null,null,null,null,null,null,null,"Post Transferred Frequency Response MW",{"$f":"AVERAGE($AV$89:$AV$99)*-10*(CI5-$L$2)","v":0},"MW",null,null,"Load Dampening % of Total BA Frequency Response",{"$f":"CN25/CI9*-1","v":-3.0497630331752578E-2},null,null,null,null,null,null,null,"Post Transferred Frequency Response MW",{"$f":"AVERAGE($AV$88:$AV$105)*-10*(CW5-$L$2)","v":0},"MW",null,null,"Load Dampening % of Total BA Frequency Response",{"$f":"DB25/CW9*-1","v":-3.0497630331752578E-2},null,null,null,null,null,null,null,"Post Transferred Frequency Response MW",{"$f":"AVERAGE($AV$89:$AV$105)*-10*(DK5-$L$2)","v":0},"MW",null,null,"Load Dampening % of Total BA Frequency Response",{"$f":"DP25/DK9*-1","v":-3.0497630331752578E-2}]
[null,null,null,null,null,null,null,null,null,null,{"$f":"IF(K18-K20>0,\"Yes\",\"No\")","v":"Yes"},"Interchange Target MW Average minus MW @ T(-4) greater than zero",null,null,null,null,null,null,null,null,null,null,null,null,null,"EI","ERCOT","WECC",null,null,null,null,null,null,null,null,null,null,null,null,null,null,null,null,null,null,null,null,null,null,null,null,null,null,null,null,null,"Post Contingent BA Lost Generation MW",{"$f":"AVERAGE($AW$85:$AW$91)","v":0},null,null,null,null,null,null,null,null,null,null,null,null,"Post Contingent BA Lost Generation MW",{"$f":"AVERAGE($AW$88:$AW$94)","v":0},null,null,null,null,null,null,null,null,null,null,null,null,"Post Contingent BA Lost Generation MW",{"$f":"AVERAGE($AW$89:$AW$99)","v":0},"MW",null,null,null,null,null,null,null,null,null,null,null,"Post Contingent BA Lost Generation MW",{"$f":"AVERAGE($AW$88:$AW$105)","v":0},"MW",null,null,null,null,null,null,null,null,null,null,null,"Post Contingent BA Lost Generation MW",{"$f":"AVERAGE($AW$89:$AW$105)","v":0},"MW"]
[null,null,null,null,null,null,null,null,null,null,{"$f":"IF(K21>0,K18-(K20+K21),K18-K20)","v":20.113514963733792},"Interchange Target Relative Average Change - MW (High Frequency Event)",null,null,null,null,null,null,null,null,null,null,"Interconnection Bias Setting",-660,null,-6349,-660,-2024,null,null,null,null,null,null,null,null,null,null,null,null,null,null,null,null,null,null,null,null,null,null,null,null,null,null,null,null,null,"Sum of Post Perturbation Adjustments",{"$f":"SUM(BG23:BG28)","v":-212.13908604213171},null,null,null,null,null,null,null,null,null,null,null,null,"Sum of Post Perturbation Adjustments",{"$f":"SUM(BU23:BU28)","v":-213.4636513846261},null,null,null,null,null,null,null,null,null,null,null,null,"Sum of Post Perturbation Adjustments",{"$f":"SUM(CI23:CI28)","v":-213.07754655317828},"MW",null,null,null,null,null,null,null,null,null,null,null,"Sum of Post Perturbation Adjustments",{"$f":"SUM(CW23:CW28)","v":-213.96817694769965},"MW",null,null,null,null,null,null,null,null,null,null,null,"Sum of Post Perturbation Adjustments",{"$f":"SUM(DK23:DK28)","v":-214.12771426930146},"MW"]
[null,null,null,null,null,null,null,null,null,null,{"$f":"IF(K21>0,K17-(K20+K21),K17-K20)","v":-633},"Interchange Actual Relative Average Change - MW (High Frequency Event)",null,null,null,null,null,null,null,null,null,null,"IPFR as a % of Bias Setting",{"$f":"X28/X29","v":0},null,null,null,null,null,null,null,null,null,null,null,null,null,null,null,null,null,null,null,null,null,null,null,null,null,null,null,null,null,null,null,null,null,"Net Total Adjustments MW",{"$f":"BG29-BG21","v":-46.803207669939326},null,null,null,null,null,null,null,null,null,null,null,null,"Net Total Adjustments MW",{"$f":"BU29-BU21","v":-48.127773012433721},null,null,null,null,null,null,null,null,null,null,null,null,"Net Total Adjustments MW",{"$f":"CI29-CI21","v":-47.741668180985897},"MW",null,null,null,null,null,null,null,null,null,null,null,"Net Total Adjustments MW",{"$f":"CW29-CW21","v":-48.632298575507264},"MW",null,null,null,null,null,null,null,null,null,null,null,"Net Total Adjustments MW",{"$f":"DK29-DK21","v":-48.791835897109081},"MW"]
[null,null,null,null,null,null,null,null,null,null,{"$f":"IF(K21>=0,\"Up\",\"Down\")","v":"Down"},"Ramp Direction during frequency recovery period",null,null,null,null,null,null,null,null,null,null,"Interconnection Total Energy",37446,{"$f":"X31/X32","v":0.60068336033622616}]
[null,null,null,null,null,null,null,null,null,null,null,null,null,null,null,null,null,null,null,null,null,null,"Interconnection Peak Energy",62339,null,null,null,null,"Frequency and Interconnection Frequency Response @ different Average periods of B",null,null,null,null,null,null,null,null,null,null,null,"Frequency, Actual Interchange, Adjustment Data, Bias and Load used in the evaluation",null,null,null,null,null,null,null,null,null,null,null,null,"12 to 24 second Average Period Evaluation",null,null,null,null,null,null,null,null,null,null,null,null,null,"18 to 30 second Average Period Evaluation",null,null,null,null,null,null,null,null,null,null,null,null,null,"20 to 40 second Average Period Evaluation",null,null,null,null,null,null,null,null,null,null,null,null,null,"18 to 52 second Average Period Evaluation",null,null,null,null,null,null,null,null,null,null,null,null,null,"20 to 52 second Average Period Evaluation"]
[null,null,null,null,null,"Initial Response P.U. Performance ",{"$f":"K30/(G6*-10)/L7","v":1.034263166414255},"P.U.",null,null,"No Evaluation","P.U.   Sustianed Response P.U. Performance",null,null,null,null,null,null,null,null,null,null,null,null,null,null,null,null,null,null,null,null,null,null,null,null,null,null,null,null,null,null,null,null,null,null,null,null,null,null,null,null,null,null,null,null,null,"Initial P.U. Performance for FRO",{"$f":"ABS(BG9)/ABS(BG13)","v":0.99182973004243336},"P.U.",null,null,null,null,null,null,null,null,null,null,null,"Initial P.U. Performance for FRO",{"$f":"ABS(BU9)/ABS(BU13)","v":1.0035106490602779},"P.U.",null,null,null,null,null,null,null,null,null,null,null,"Initial P.U. Performance for FRO",{"$f":"ABS(CI9)/ABS(CI13)","v":1.0353151048483404},"P.U.",null,null,null,null,null,null,null,null,null,null,null,"Initial P.U. Performance for FRO",{"$f":"ABS(CW9)/ABS(CW13)","v":1.0289885517839628},"P.U.",null,null,null,null,null,null,null,null,null,null,null,"Initial P.U. Performance for FRO",{"$f":"ABS(DK9)/ABS(DK13)","v":1.0342631664142663},"P.U."]
[null,null,null,null,null,null,null,null,null,null,null,null,null,null,null,null,null,null,null,null,null,null,null,null,null,null,null,null,null,null,null,null,null,null,null,null,null,null,null,null,null,null,null,null,null,null,null,null,null,null,null,null,null,null,null,null,null,"Initial P.U. Performance Adjusted for FRO",{"$f":"ABS(BG9)/ABS(BG14)","v":1.0703213357162444},"P.U.",null,null,null,null,null,null,null,null,null,null,null,"Initial P.U. Performance Adjusted for FRO",{"$f":"ABS(BU9)/ABS(BU14)","v":1.0864010454822137},"P.U.",null,null,null,null,null,null,null,null,null,null,null,"Initial P.U. Performance Adjusted for FRO",{"$f":"ABS(CI9)/ABS(CI14)","v":1.1230046866544199},"P.U.",null,null,null,null,null,null,null,null,null,null,null,"Initial P.U. Performance Adjusted for FRO",{"$f":"ABS(CW9)/ABS(CW14)","v":1.1173186421108989},"P.U.",null,null,null,null,null,null,null,null,null,null,null,"Initial P.U. Performance Adjusted for FRO",{"$f":"ABS(DK9)/ABS(DK14)","v":1.1238586685194241},"P.U."]
[null,null,null,null,null,null,null,null,null,null,"Initial",null,null,null,null,null,null,"Generator","Generator","Generator","Generator","Generator","Generator","Generator","LaaR","Total","Interconnection","FR B",null,null,null,null,null,null,null,null,null,null,null,null,null,null,null,"JOU","Non-",null,null,"Transferred","Contingent",null,null,"FRO",null,null,null,null,"JOU","Non-",null,null,"Transferred","Contingent",null,null,"Frequency","Expected",null,null,null,null,"JOU","Non-",null,null,"Transferred","Contingent",null,null,"Frequency","Expected",null,null,null,null,"JOU","Non-",null,null,"Transferred","Contingent",null,null,"Frequency","Expected",null,null,null,null,"JOU","Non-",null,null,"Transferred","Contingent",null,null,"Frequency","Expected",null,null,null,null,"JOU","Non-",null,null,"Transferred","Contingent",null,null,"Frequency","Expected"]
[null,null,null,null,null,null,null,"FRO",null,null,"Measure",null,null,"Average","Average",null,"Average","Trip","Trip","Trip","Trip","Trip","Trip","Trip","Trip","Generation","Primary","20 to 52 sec",null,"Value B","FR B","Value B","FR B","Value B","FR B","Value B","FR B","Value B","FR B",null,null,null,"Net","Dynamic","Conforming","Pumped","Ramping","Frequency","BA","BA","BA","Expected",null,null,null,"Net","Dynamic","Conforming","Pumped","Ramping","Frequency","BA","BA","BA","Response","Net",null,null,null,"Net","Dynamic","Conforming","Pumped","Ramping","Frequency","BA","BA","BA","Response","Net",null,null,null,"Net","Dynamic","Conforming","Pumped","Ramping","Frequency","BA","BA","BA","Response","Net",null,null,null,"Net","Dynamic","Conforming","Pumped","Ramping","Frequency","BA","BA","BA","Response","Net",null,null,null,"Net","Dynamic","Conforming","Pumped","Ramping","Frequency","BA","BA","BA","Response","Net"]
[null,null,null,null,null,null,null,"(EPFR)","(TC)",null,"Final",null,null,"Output","Target",null,"Ramp","MW","MW","MW","MW","MW","MW","MW","MW","Trip","Frequency","Average",null,"12 to 24 sec","12 to 24 sec","18 to 30 sec","18 to 30 sec","20 to 40 sec","20 to 40 sec","18 to 52 sec","18 to 52 sec","20 to 52 sec","20 to 52 sec",null,null,null,"Actual","Schedules","Load","Hydro","Units","Response","Lost Generation","Bias","Load","Primary",null,null,null,"Actual","Schedules","Load","Hydro","Units","Response","Lost Generation","Bias","Load","Obligation","Actual",null,null,null,"Actual","Schedules","Load","Hydro","Units","Response","Lost Generation","Bias","Load","Obligation","Actual",null,null,null,"Actual","Schedules","Load","Hydro","Units","Response","Lost Generation","Bias","Load","Obligation","Actual",null,null,null,"Actual","Schedules","Load","Hydro","Units","Response","Lost Generation","Bias","Load","Obligation","Actual",null,null,null,"Actual","Schedules","Load","Hydro","Units","Response","Lost Generation","Bias","Load","Obligation","Actual"]
[null,null,null,"Total","Value B",null,null,"Expected","Delayed",null,"Expected",null,"Recovery","During","During","Recovery","During",null,null,null,null,null,null,null,null,"MW","Response","MW",null,"Average","Average","Average","Average","Average","Average","Average","Average","Average","Average",null,null,"Frequency","Interchange","Imp(-) Exp (+)","Load (-)","Load (-) Gen (+)","Gen (+)","Rec (-) Del (+)","Load (-) Gen (+)","Setting",null,"Freq Response",null,null,"Frequency","Interchange","Imp(-) Exp (+)","Load (-)","Load (-) Gen (+)","Gen (+)","Rec (-) Del (+)","Load (-) Gen (+)","Setting",null,"EPFR","Interchange",null,null,"Frequency","Interchange","Imp(-) Exp (+)","Load (-)","Load (-) Gen (+)","Gen (+)","Rec (-) Del (+)","Load (-) Gen (+)","Setting",null,"EPFR","Interchange",null,null,"Frequency","Interchange","Imp(-) Exp (+)","Load (-)","Load (-) Gen (+)","Gen (+)","Rec (-) Del (+)","Load (-) Gen (+)","Setting",null,"EPFR","Interchange",null,null,"Frequency","Interchange","Imp(-) Exp (+)","Load (-)","Load (-) Gen (+)","Gen (+)","Rec (-) Del (+)","Load (-) Gen (+)","Setting",null,"EPFR","Interchange",null,null,"Frequency","Interchange","Imp(-) Exp (+)","Load (-)","Load (-) Gen (+)","Gen (+)","Rec (-) Del (+)","Load (-) Gen (+)","Setting",null,"EPFR","Interchange"]
[null,null,null,"Generation","20 to 52 sec",null,null,"Primary","Delivery",null,"Primary","Average","Period","Recovery","Recovery","Period","Recovery",null,null,null,null,null,null,null,null,null,null,null,null,"Frequency","MW","Frequency","MW","Frequency","MW","Frequency","MW","Frequency","MW",null,"T","Hz","MW","MW","MW","MW","MW","MW/0.1 Hz","MW","MW/0.1 Hz","MW","MW",null,"T","Hz","MW","MW","MW","MW","MW","MW/0.1 Hz","MW","MW/0.1 Hz","MW","MW","MW",null,"T","Hz","MW","MW","MW","MW","MW","MW/0.1 Hz","MW","MW/0.1 Hz","MW","MW","MW",null,"T","Hz","MW","MW","MW","MW","MW","MW/0.1 Hz","MW","MW/0.1 Hz","MW","MW","MW",null,"T","Hz","MW","MW","MW","MW","MW","MW/0.1 Hz","MW","MW/0.1 Hz","MW","MW","MW",null,"T","Hz","MW","MW","MW","MW","MW","MW/0.1 Hz","MW","MW/0.1 Hz","MW","MW","MW"]
[null,null,"Frequency","Lost","Average","Average",null,"Frequency","Frequency",null,"Frequency","Ramp","Target","Period","Period","Ramp","Period"]
[null,"T","Hz","MW","Frequency","MW",null,"Response","Response",null,"Response","MW/scan","MW","MW","MW","MW","MW",{"$f":"F74-F93","v":633},null,null,null,null,null,null,null,null,"MW/0.1 Hz"]
[null,null,null,null,null,null,null,null,null,null,null,null,null,null,null,null,null,null,null,null,null,null,null,null,null,{"$f":"SUM(R42:Y42)","v":0}]
["T-72 sec",{"$f":"B44-TIME(0,0,$B$1)","v":40098.101550925996},{"$f":"LOOKUP($B43,Data!$A$6:$A$1806,Data!$B$6:$B$1806)","v":60.027000427246094},{"$f":"LOOKUP(B43,Data!$A$6:$A$1806,Data!C$6:C$1806)","v":633},null,null,null,{"$f":"(IF((C43-L$2)>0,((C43-L$2-L$5)/((L$4*L$2)-L$5)*L$3*-1),((C43-L$2+L$5)/((L$4*L$2)-L$5)*L$3*-1)))","v":-108.001708984375},{"$f":"L$13*H43+(1-L$13)*I42","v":-108.001708984375},null,null,null,null,null,null,null,null,null,null,null,null,null,null,null,null,{"$f":"SUM(R43:Y43)","v":0},null,null,{"$f":"A43","v":"T-72 sec"},null,null,null,null,null,null,null,null,null,null,"T-72 sec",{"$f":"AO44-TIME(0,0,$B$1)","v":40098.101550925996},{"$f":"LOOKUP($AO43,Data!$A$6:$A$1806,Data!$B$6:$B$1806)","v":60.027000427246094},{"$f":"LOOKUP($AO43,Data!$A$6:$A$1806,Data!$C$6:$C$1806)","v":633},{"$f":"LOOKUP($AO43,Data!$A$6:$A$1806,Data!$D$6:$D$1806)","v":0},{"$f":"IF($AS$1=\"+\",LOOKUP($AO43,Data!$A$6:$A$1806,Data!$E$6:$E$1806)*-1,LOOKUP($AO43,Data!$A$6:$A$1806,Data!$E$6:$E$1806))","v":-157.62808227539062},{"$f":"LOOKUP($AO43,Data!$A$6:$A$1806,Data!$F$6:$F$1806)","v":0},{"$f":"LOOKUP($AO43,Data!$A$6:$A$1806,Data!$G$6:$G$1806)","v":0},{"$f":"LOOKUP($AO43,Data!$A$6:$A$1806,Data!$H$6:$H$1806)","v":0},{"$f":"LOOKUP($AO43,Data!$A$6:$A$1806,Data!$I$6:$I$1806)","v":0},{"$f":"LOOKUP($AO43,Data!$A$6:$A$1806,Data!$J$6:$J$1806)","v":-653},{"$f":"LOOKUP($AO43,Data!$A$6:$A$1806,Data!$K$6:$K$1806)","v":7640.91},{"$f":"(IF((AP43-$L$2)>0,((AP43-$L$2-$L$5)/(($L$4*$L$2)-$L$5)*$L$3*-1),((AP43-$L$2+$L$5)/(($L$4*$L$2)-$L$5)*$L$3*-1)))","v":-108.001708984375},"T-72 sec",{"$f":"BB44-TIME(0,0,$B$1)","v":40098.101550925996},null,null,null,null,null,null,null,null,null,null,null,null,"T-72 sec",{"$f":"BP44-TIME(0,0,$B$1)","v":40098.101550925996},null,null,null,null,null,null,null,null,null,null,null,null,"T-72 sec",{"$f":"CD44-TIME(0,0,$B$1)","v":40098.101550925996},null,null,null,null,null,null,null,null,null,null,null,null,"T-72 sec",{"$f":"CR44-TIME(0,0,$B$1)","v":40098.101550925996},null,null,null,null,null,null,null,null,null,null,null,null,"T-72 sec",{"$f":"DF44-TIME(0,0,$B$1)","v":40098.101550925996}]
["T-70 sec",40098.101574074142,{"$f":"LOOKUP(B44,Data!$A$6:$A$1806,Data!B$6:B$1806)","v":60.0260009765625},{"$f":"LOOKUP(B44,Data!$A$6:$A$1806,Data!C$6:C$1806)","v":633},null,null,null,{"$f":"(IF((C44-L$2)>0,((C44-L$2-L$5)/((L$4*L$2)-L$5)*L$3*-1),((C44-L$2+L$5)/((L$4*L$2)-L$5)*L$3*-1)))","v":-104.00390625},-104.00390625,null,null,null,null,null,null,null,null,null,null,null,null,null,null,null,null,0,null,null,{"$f":"A44","v":"T-70 sec"},null,null,null,null,null,null,null,null,null,null,"T-70 sec",40098.101574074142,{"$f":"LOOKUP($AO44,Data!$A$6:$A$1806,Data!$B$6:$B$1806)","v":60.0260009765625},{"$f":"LOOKUP($AO44,Data!$A$6:$A$1806,Data!$C$6:$C$1806)","v":633},{"$f":"LOOKUP($AO44,Data!$A$6:$A$1806,Data!$D$6:$D$1806)","v":0},{"$f":"IF($AS$1=\"+\",LOOKUP($AO44,Data!$A$6:$A$1806,Data!$E$6:$E$1806)*-1,LOOKUP($AO44,Data!$A$6:$A$1806,Data!$E$6:$E$1806))","v":-155.53170776367187},{"$f":"LOOKUP($AO44,Data!$A$6:$A$1806,Data!$F$6:$F$1806)","v":0},{"$f":"LOOKUP($AO44,Data!$A$6:$A$1806,Data!$G$6:$G$1806)","v":0},{"$f":"LOOKUP($AO44,Data!$A$6:$A$1806,Data!$H$6:$H$1806)","v":0},{"$f":"LOOKUP($AO44,Data!$A$6:$A$1806,Data!$I$6:$I$1806)","v":0},{"$f":"LOOKUP($AO44,Data!$A$6:$A$1806,Data!$J$6:$J$1806)","v":-653},{"$f":"LOOKUP($AO44,Data!$A$6:$A$1806,Data!$K$6:$K$1806)","v":7641.24},{"$f":"(IF((AP44-$L$2)>0,((AP44-$L$2-$L$5)/(($L$4*$L$2)-$L$5)*$L$3*-1),((AP44-$L$2+$L$5)/(($L$4*$L$2)-$L$5)*$L$3*-1)))","v":-104.00390625},"T-70 sec",40098.101574074142,null,null,null,null,null,null,null,null,null,null,null,null,"T-70 sec",40098.101574074142,null,null,null,null,null,null,null,null,null,null,null,null,"T-70 sec",40098.101574074142,null,null,null,null,null,null,null,null,null,null,null,null,"T-70 sec",40098.101574074142,null,null,null,null,null,null,null,null,null,null,null,null,"T-70 sec",40098.101574074142]
["T-68 sec",40098.101597222289,{"$f":"LOOKUP(B45,Data!$A$6:$A$1806,Data!B$6:B$1806)","v":60.0260009765625},{"$f":"LOOKUP(B45,Data!$A$6:$A$1806,Data!C$6:C$1806)","v":633},null,null,null,-104.00390625,-104.00390625,null,null,null,null,null,null,null,null,null,null,null,null,null,null,null,null,0,null,null,"T-68 sec",null,null,null,null,null,null,null,null,null,null,"T-68 sec",40098.101597222289,{"$f":"LOOKUP($AO45,Data!$A$6:$A$1806,Data!$B$6:$B$1806)","v":60.0260009765625},{"$f":"LOOKUP($AO45,Data!$A$6:$A$1806,Data!$C$6:$C$1806)","v":633},{"$f":"LOOKUP($AO45,Data!$A$6:$A$1806,Data!$D$6:$D$1806)","v":0},{"$f":"IF($AS$1=\"+\",LOOKUP($AO45,Data!$A$6:$A$1806,Data!$E$6:$E$1806)*-1,LOOKUP($AO45,Data!$A$6:$A$1806,Data!$E$6:$E$1806))","v":-155.53170776367187},{"$f":"LOOKUP($AO45,Data!$A$6:$A$1806,Data!$F$6:$F$1806)","v":0},{"$f":"LOOKUP($AO45,Data!$A$6:$A$1806,Data!$G$6:$G$1806)","v":0},{"$f":"LOOKUP($AO45,Data!$A$6:$A$1806,Data!$H$6:$H$1806)","v":0},{"$f":"LOOKUP($AO45,Data!$A$6:$A$1806,Data!$I$6:$I$1806)","v":0},{"$f":"LOOKUP($AO45,Data!$A$6:$A$1806,Data!$J$6:$J$1806)","v":-653},{"$f":"LOOKUP($AO45,Data!$A$6:$A$1806,Data!$K$6:$K$1806)","v":7641.57},-104.00390625,"T-68 sec",40098.101597222289,null,null,null,null,null,null,null,null,null,null,null,null,"T-68 sec",40098.101597222289,null,null,null,null,null,null,null,null,null,null,null,null,"T-68 sec",40098.101597222289,null,null,null,null,null,null,null,null,null,null,null,null,"T-68 sec",40098.101597222289,null,null,null,null,null,null,null,null,null,null,null,null,"T-68 sec",40098.101597222289]
["T-66 sec",{"$f":"B47-TIME(0,0,$B$1)","v":40098.101620370435},{"$f":"LOOKUP(B46,Data!$A$6:$A$1806,Data!B$6:B$1806)","v":60.021999359130859},{"$f":"LOOKUP(B46,Data!$A$6:$A$1806,Data!C$6:C$1806)","v":633},null,null,null,-87.9974365234375,-87.9974365234375,null,null,null,null,null,null,null,null,null,null,null,null,null,null,null,null,0,null,null,"T-66 sec",null,null,null,null,null,null,null,null,null,null,"T-66 sec",40098.101620370435,{"$f":"LOOKUP($AO46,Data!$A$6:$A$1806,Data!$B$6:$B$1806)","v":60.021999359130859},{"$f":"LOOKUP($AO46,Data!$A$6:$A$1806,Data!$C$6:$C$1806)","v":633},{"$f":"LOOKUP($AO46,Data!$A$6:$A$1806,Data!$D$6:$D$1806)","v":0},{"$f":"IF($AS$1=\"+\",LOOKUP($AO46,Data!$A$6:$A$1806,Data!$E$6:$E$1806)*-1,LOOKUP($AO46,Data!$A$6:$A$1806,Data!$E$6:$E$1806))","v":-155.53170776367187},{"$f":"LOOKUP($AO46,Data!$A$6:$A$1806,Data!$F$6:$F$1806)","v":0},{"$f":"LOOKUP($AO46,Data!$A$6:$A$1806,Data!$G$6:$G$1806)","v":0},{"$f":"LOOKUP($AO46,Data!$A$6:$A$1806,Data!$H$6:$H$1806)","v":0},{"$f":"LOOKUP($AO46,Data!$A$6:$A$1806,Data!$I$6:$I$1806)","v":0},{"$f":"LOOKUP($AO46,Data!$A$6:$A$1806,Data!$J$6:$J$1806)","v":-653},{"$f":"LOOKUP($AO46,Data!$A$6:$A$1806,Data!$K$6:$K$1806)","v":7641.9},-87.9974365234375,"T-66 sec",40098.101620370435,null,null,null,null,null,null,null,null,null,null,null,null,"T-66 sec",40098.101620370435,null,null,null,null,null,null,null,null,null,null,null,null,"T-66 sec",40098.101620370435,null,null,null,null,null,null,null,null,null,null,null,null,"T-66 sec",40098.101620370435,null,null,null,null,null,null,null,null,null,null,null,null,"T-66 sec",40098.101620370435]
["T-64 sec",40098.101643518581,{"$f":"LOOKUP(B47,Data!$A$6:$A$1806,Data!B$6:B$1806)","v":60.019001007080078},{"$f":"LOOKUP(B47,Data!$A$6:$A$1806,Data!C$6:C$1806)","v":633},null,null,null,-76.0040283203125,-76.0040283203125,null,null,null,null,null,null,null,null,null,null,null,null,null,null,null,null,0,null,null,"T-64 sec",null,null,null,null,null,null,null,null,null,null,"T-64 sec",40098.101643518581,{"$f":"LOOKUP($AO47,Data!$A$6:$A$1806,Data!$B$6:$B$1806)","v":60.019001007080078},{"$f":"LOOKUP($AO47,Data!$A$6:$A$1806,Data!$C$6:$C$1806)","v":633},{"$f":"LOOKUP($AO47,Data!$A$6:$A$1806,Data!$D$6:$D$1806)","v":0},{"$f":"IF($AS$1=\"+\",LOOKUP($AO47,Data!$A$6:$A$1806,Data!$E$6:$E$1806)*-1,LOOKUP($AO47,Data!$A$6:$A$1806,Data!$E$6:$E$1806))","v":-155.53170776367187},{"$f":"LOOKUP($AO47,Data!$A$6:$A$1806,Data!$F$6:$F$1806)","v":0},{"$f":"LOOKUP($AO47,Data!$A$6:$A$1806,Data!$G$6:$G$1806)","v":0},{"$f":"LOOKUP($AO47,Data!$A$6:$A$1806,Data!$H$6:$H$1806)","v":0},{"$f":"LOOKUP($AO47,Data!$A$6:$A$1806,Data!$I$6:$I$1806)","v":0},{"$f":"LOOKUP($AO47,Data!$A$6:$A$1806,Data!$J$6:$J$1806)","v":-653},{"$f":"LOOKUP($AO47,Data!$A$6:$A$1806,Data!$K$6:$K$1806)","v":7642.23},-76.0040283203125,"T-64 sec",40098.101643518581,null,null,null,null,null,null,null,null,null,null,null,null,"T-64 sec",40098.101643518581,null,null,null,null,null,null,null,null,null,null,null,null,"T-64 sec",40098.101643518581,null,null,null,null,null,null,null,null,null,null,null,null,"T-64 sec",40098.101643518581,null,null,null,null,null,null,null,null,null,null,null,null,"T-64 sec",40098.101643518581]
["T-62 sec",40098.101666666727,{"$f":"LOOKUP(B48,Data!$A$6:$A$1806,Data!B$6:B$1806)","v":60.016998291015625},{"$f":"LOOKUP(B48,Data!$A$6:$A$1806,Data!C$6:C$1806)","v":633},null,null,null,-67.9931640625,-67.9931640625,null,null,null,null,null,null,null,null,null,null,null,null,null,null,null,null,0,null,null,"T-62 sec",null,null,null,null,null,null,null,null,null,null,"T-62 sec",40098.101666666727,{"$f":"LOOKUP($AO48,Data!$A$6:$A$1806,Data!$B$6:$B$1806)","v":60.016998291015625},{"$f":"LOOKUP($AO48,Data!$A$6:$A$1806,Data!$C$6:$C$1806)","v":633},{"$f":"LOOKUP($AO48,Data!$A$6:$A$1806,Data!$D$6:$D$1806)","v":0},{"$f":"IF($AS$1=\"+\",LOOKUP($AO48,Data!$A$6:$A$1806,Data!$E$6:$E$1806)*-1,LOOKUP($AO48,Data!$A$6:$A$1806,Data!$E$6:$E$1806))","v":-155.53170776367187},{"$f":"LOOKUP($AO48,Data!$A$6:$A$1806,Data!$F$6:$F$1806)","v":0},{"$f":"LOOKUP($AO48,Data!$A$6:$A$1806,Data!$G$6:$G$1806)","v":0},{"$f":"LOOKUP($AO48,Data!$A$6:$A$1806,Data!$H$6:$H$1806)","v":0},{"$f":"LOOKUP($AO48,Data!$A$6:$A$1806,Data!$I$6:$I$1806)","v":0},{"$f":"LOOKUP($AO48,Data!$A$6:$A$1806,Data!$J$6:$J$1806)","v":-653},{"$f":"LOOKUP($AO48,Data!$A$6:$A$1806,Data!$K$6:$K$1806)","v":7642.56},-67.9931640625,"T-62 sec",40098.101666666727,null,null,null,null,null,null,null,null,null,null,null,null,"T-62 sec",40098.101666666727,null,null,null,null,null,null,null,null,null,null,null,null,"T-62 sec",40098.101666666727,null,null,null,null,null,null,null,null,null,null,null,null,"T-62 sec",40098.101666666727,null,null,null,null,null,null,null,null,null,null,null,null,"T-62 sec",40098.101666666727]
["T-60 sec",40098.101689814874,{"$f":"LOOKUP(B49,Data!$A$6:$A$1806,Data!B$6:B$1806)","v":60.019001007080078},{"$f":"LOOKUP(B49,Data!$A$6:$A$1806,Data!C$6:C$1806)","v":633},null,null,null,-76.0040283203125,-76.0040283203125,null,null,{"$f":"(D$78-D$49-I$78+I$49)/29","v":2.7586838294719827},{"$f":"M50-L49-(I50-I49)","v":632.99999999999852},null,null,null,null,null,null,null,null,null,null,null,null,0,null,null,"T-60 sec",null,null,null,null,null,null,null,null,null,null,"T-60 sec",40098.101689814874,{"$f":"LOOKUP($AO49,Data!$A$6:$A$1806,Data!$B$6:$B$1806)","v":60.019001007080078},{"$f":"LOOKUP($AO49,Data!$A$6:$A$1806,Data!$C$6:$C$1806)","v":633},{"$f":"LOOKUP($AO49,Data!$A$6:$A$1806,Data!$D$6:$D$1806)","v":0},{"$f":"IF($AS$1=\"+\",LOOKUP($AO49,Data!$A$6:$A$1806,Data!$E$6:$E$1806)*-1,LOOKUP($AO49,Data!$A$6:$A$1806,Data!$E$6:$E$1806))","v":-160.44723510742187},{"$f":"LOOKUP($AO49,Data!$A$6:$A$1806,Data!$F$6:$F$1806)","v":0},{"$f":"LOOKUP($AO49,Data!$A$6:$A$1806,Data!$G$6:$G$1806)","v":0},{"$f":"LOOKUP($AO49,Data!$A$6:$A$1806,Data!$H$6:$H$1806)","v":0},{"$f":"LOOKUP($AO49,Data!$A$6:$A$1806,Data!$I$6:$I$1806)","v":0},{"$f":"LOOKUP($AO49,Data!$A$6:$A$1806,Data!$J$6:$J$1806)","v":-653},{"$f":"LOOKUP($AO49,Data!$A$6:$A$1806,Data!$K$6:$K$1806)","v":7642.89},-76.0040283203125,"T-60 sec",40098.101689814874,null,null,null,null,null,null,null,null,null,null,null,null,"T-60 sec",40098.101689814874,null,null,null,null,null,null,null,null,null,null,null,null,"T-60 sec",40098.101689814874,null,null,null,null,null,null,null,null,null,null,null,null,"T-60 sec",40098.101689814874,null,null,null,null,null,null,null,null,null,null,null,null,"T-60 sec",40098.101689814874]
["T-58 sec",40098.10171296302,{"$f":"LOOKUP(B50,Data!$A$6:$A$1806,Data!B$6:B$1806)","v":60.020000457763672},{"$f":"LOOKUP(B50,Data!$A$6:$A$1806,Data!C$6:C$1806)","v":633},null,null,null,-80.0018310546875,-80.0018310546875,null,null,2.7586838294719827,{"$f":"M51-L50-(I51-I50)","v":631.76088109509556},null,null,null,null,null,null,null,null,null,null,null,null,0,null,null,"T-58 sec",null,null,null,null,null,null,null,null,null,null,"T-58 sec",40098.10171296302,{"$f":"LOOKUP($AO50,Data!$A$6:$A$1806,Data!$B$6:$B$1806)","v":60.020000457763672},{"$f":"LOOKUP($AO50,Data!$A$6:$A$1806,Data!$C$6:$C$1806)","v":633},{"$f":"LOOKUP($AO50,Data!$A$6:$A$1806,Data!$D$6:$D$1806)","v":0},{"$f":"IF($AS$1=\"+\",LOOKUP($AO50,Data!$A$6:$A$1806,Data!$E$6:$E$1806)*-1,LOOKUP($AO50,Data!$A$6:$A$1806,Data!$E$6:$E$1806))","v":-160.44723510742187},{"$f":"LOOKUP($AO50,Data!$A$6:$A$1806,Data!$F$6:$F$1806)","v":0},{"$f":"LOOKUP($AO50,Data!$A$6:$A$1806,Data!$G$6:$G$1806)","v":0},{"$f":"LOOKUP($AO50,Data!$A$6:$A$1806,Data!$H$6:$H$1806)","v":0},{"$f":"LOOKUP($AO50,Data!$A$6:$A$1806,Data!$I$6:$I$1806)","v":0},{"$f":"LOOKUP($AO50,Data!$A$6:$A$1806,Data!$J$6:$J$1806)","v":-653},{"$f":"LOOKUP($AO50,Data!$A$6:$A$1806,Data!$K$6:$K$1806)","v":7643.22},-80.0018310546875,"T-58 sec",40098.10171296302,null,null,null,null,null,null,null,null,null,null,null,null,"T-58 sec",40098.10171296302,null,null,null,null,null,null,null,null,null,null,null,null,"T-58 sec",40098.10171296302,null,null,null,null,null,null,null,null,null,null,null,null,"T-58 sec",40098.10171296302,null,null,null,null,null,null,null,null,null,null,null,null,"T-58 sec",40098.10171296302]
["T-56 sec",40098.101736111166,{"$f":"LOOKUP(B51,Data!$A$6:$A$1806,Data!B$6:B$1806)","v":60.019001007080078},{"$f":"LOOKUP(B51,Data!$A$6:$A$1806,Data!C$6:C$1806)","v":633},null,null,null,-76.0040283203125,-76.0040283203125,null,null,2.7586838294719827,638.51736765894259,null,null,null,null,null,null,null,null,null,null,null,null,0,null,null,"T-56 sec",null,null,null,null,null,null,null,null,null,null,"T-56 sec",40098.101736111166,{"$f":"LOOKUP($AO51,Data!$A$6:$A$1806,Data!$B$6:$B$1806)","v":60.019001007080078},{"$f":"LOOKUP($AO51,Data!$A$6:$A$1806,Data!$C$6:$C$1806)","v":633},{"$f":"LOOKUP($AO51,Data!$A$6:$A$1806,Data!$D$6:$D$1806)","v":0},{"$f":"IF($AS$1=\"+\",LOOKUP($AO51,Data!$A$6:$A$1806,Data!$E$6:$E$1806)*-1,LOOKUP($AO51,Data!$A$6:$A$1806,Data!$E$6:$E$1806))","v":-160.44723510742187},{"$f":"LOOKUP($AO51,Data!$A$6:$A$1806,Data!$F$6:$F$1806)","v":0},{"$f":"LOOKUP($AO51,Data!$A$6:$A$1806,Data!$G$6:$G$1806)","v":0},{"$f":"LOOKUP($AO51,Data!$A$6:$A$1806,Data!$H$6:$H$1806)","v":0},{"$f":"LOOKUP($AO51,Data!$A$6:$A$1806,Data!$I$6:$I$1806)","v":0},{"$f":"LOOKUP($AO51,Data!$A$6:$A$1806,Data!$J$6:$J$1806)","v":-653},{"$f":"LOOKUP($AO51,Data!$A$6:$A$1806,Data!$K$6:$K$1806)","v":7643.55},-76.0040283203125,"T-56 sec",40098.101736111166,null,null,null,null,null,null,null,null,null,null,null,null,"T-56 sec",40098.101736111166,null,null,null,null,null,null,null,null,null,null,null,null,"T-56 sec",40098.101736111166,null,null,null,null,null,null,null,null,null,null,null,null,"T-56 sec",40098.101736111166,null,null,null,null,null,null,null,null,null,null,null,null,"T-56 sec",40098.101736111166]
["T-54 sec",40098.101759259313,{"$f":"LOOKUP(B52,Data!$A$6:$A$1806,Data!B$6:B$1806)","v":60.020999908447266},{"$f":"LOOKUP(B52,Data!$A$6:$A$1806,Data!C$6:C$1806)","v":633},null,null,null,-83.9996337890625,-83.9996337890625,null,null,2.7586838294719827,633.28044601966462,null,null,null,null,null,null,null,null,null,null,null,null,0,null,null,"T-54 sec",null,null,null,null,null,null,null,null,null,null,"T-54 sec",40098.101759259313,{"$f":"LOOKUP($AO52,Data!$A$6:$A$1806,Data!$B$6:$B$1806)","v":60.020999908447266},{"$f":"LOOKUP($AO52,Data!$A$6:$A$1806,Data!$C$6:$C$1806)","v":633},{"$f":"LOOKUP($AO52,Data!$A$6:$A$1806,Data!$D$6:$D$1806)","v":0},{"$f":"IF($AS$1=\"+\",LOOKUP($AO52,Data!$A$6:$A$1806,Data!$E$6:$E$1806)*-1,LOOKUP($AO52,Data!$A$6:$A$1806,Data!$E$6:$E$1806))","v":-160.44723510742187},{"$f":"LOOKUP($AO52,Data!$A$6:$A$1806,Data!$F$6:$F$1806)","v":0},{"$f":"LOOKUP($AO52,Data!$A$6:$A$1806,Data!$G$6:$G$1806)","v":0},{"$f":"LOOKUP($AO52,Data!$A$6:$A$1806,Data!$H$6:$H$1806)","v":0},{"$f":"LOOKUP($AO52,Data!$A$6:$A$1806,Data!$I$6:$I$1806)","v":0},{"$f":"LOOKUP($AO52,Data!$A$6:$A$1806,Data!$J$6:$J$1806)","v":-653},{"$f":"LOOKUP($AO52,Data!$A$6:$A$1806,Data!$K$6:$K$1806)","v":7643.88},-83.9996337890625,"T-54 sec",40098.101759259313,null,null,null,null,null,null,null,null,null,null,null,null,"T-54 sec",40098.101759259313,null,null,null,null,null,null,null,null,null,null,null,null,"T-54 sec",40098.101759259313,null,null,null,null,null,null,null,null,null,null,null,null,"T-54 sec",40098.101759259313,null,null,null,null,null,null,null,null,null,null,null,null,"T-54 sec",40098.101759259313]
["T-52 sec",40098.101782407459,{"$f":"LOOKUP(B53,Data!$A$6:$A$1806,Data!B$6:B$1806)","v":60.020999908447266},{"$f":"LOOKUP(B53,Data!$A$6:$A$1806,Data!C$6:C$1806)","v":633},null,null,null,-83.9996337890625,-83.9996337890625,null,null,2.7586838294719827,636.03912984913666,null,null,null,null,null,null,null,null,null,null,null,null,0,null,null,"T-52 sec",null,null,null,null,null,null,null,null,null,null,"T-52 sec",40098.101782407459,{"$f":"LOOKUP($AO53,Data!$A$6:$A$1806,Data!$B$6:$B$1806)","v":60.020999908447266},{"$f":"LOOKUP($AO53,Data!$A$6:$A$1806,Data!$C$6:$C$1806)","v":633},{"$f":"LOOKUP($AO53,Data!$A$6:$A$1806,Data!$D$6:$D$1806)","v":0},{"$f":"IF($AS$1=\"+\",LOOKUP($AO53,Data!$A$6:$A$1806,Data!$E$6:$E$1806)*-1,LOOKUP($AO53,Data!$A$6:$A$1806,Data!$E$6:$E$1806))","v":-160.44723510742187},{"$f":"LOOKUP($AO53,Data!$A$6:$A$1806,Data!$F$6:$F$1806)","v":0},{"$f":"LOOKUP($AO53,Data!$A$6:$A$1806,Data!$G$6:$G$1806)","v":0},{"$f":"LOOKUP($AO53,Data!$A$6:$A$1806,Data!$H$6:$H$1806)","v":0},{"$f":"LOOKUP($AO53,Data!$A$6:$A$1806,Data!$I$6:$I$1806)","v":0},{"$f":"LOOKUP($AO53,Data!$A$6:$A$1806,Data!$J$6:$J$1806)","v":-653},{"$f":"LOOKUP($AO53,Data!$A$6:$A$1806,Data!$K$6:$K$1806)","v":7644.21},-83.9996337890625,"T-52 sec",40098.101782407459,null,null,null,null,null,null,null,null,null,null,null,null,"T-52 sec",40098.101782407459,null,null,null,null,null,null,null,null,null,null,null,null,"T-52 sec",40098.101782407459,null,null,null,null,null,null,null,null,null,null,null,null,"T-52 sec",40098.101782407459,null,null,null,null,null,null,null,null,null,null,null,null,"T-52 sec",40098.101782407459]
["T-50 sec",40098.101805555605,{"$f":"LOOKUP(B54,Data!$A$6:$A$1806,Data!B$6:B$1806)","v":60.020999908447266},{"$f":"LOOKUP(B54,Data!$A$6:$A$1806,Data!C$6:C$1806)","v":633},null,null,null,-83.9996337890625,-83.9996337890625,null,null,2.7586838294719827,638.79781367860869,null,null,null,null,null,null,null,null,null,null,null,null,0,null,null,"T-50 sec",null,null,null,null,null,null,null,null,null,null,"T-50 sec",40098.101805555605,{"$f":"LOOKUP($AO54,Data!$A$6:$A$1806,Data!$B$6:$B$1806)","v":60.020999908447266},{"$f":"LOOKUP($AO54,Data!$A$6:$A$1806,Data!$C$6:$C$1806)","v":633},{"$f":"LOOKUP($AO54,Data!$A$6:$A$1806,Data!$D$6:$D$1806)","v":0},{"$f":"IF($AS$1=\"+\",LOOKUP($AO54,Data!$A$6:$A$1806,Data!$E$6:$E$1806)*-1,LOOKUP($AO54,Data!$A$6:$A$1806,Data!$E$6:$E$1806))","v":-163.95860290527344},{"$f":"LOOKUP($AO54,Data!$A$6:$A$1806,Data!$F$6:$F$1806)","v":0},{"$f":"LOOKUP($AO54,Data!$A$6:$A$1806,Data!$G$6:$G$1806)","v":0},{"$f":"LOOKUP($AO54,Data!$A$6:$A$1806,Data!$H$6:$H$1806)","v":0},{"$f":"LOOKUP($AO54,Data!$A$6:$A$1806,Data!$I$6:$I$1806)","v":0},{"$f":"LOOKUP($AO54,Data!$A$6:$A$1806,Data!$J$6:$J$1806)","v":-653},{"$f":"LOOKUP($AO54,Data!$A$6:$A$1806,Data!$K$6:$K$1806)","v":7644.54},-83.9996337890625,"T-50 sec",40098.101805555605,null,null,null,null,null,null,null,null,null,null,null,null,"T-50 sec",40098.101805555605,null,null,null,null,null,null,null,null,null,null,null,null,"T-50 sec",40098.101805555605,null,null,null,null,null,null,null,null,null,null,null,null,"T-50 sec",40098.101805555605,null,null,null,null,null,null,null,null,null,null,null,null,"T-50 sec",40098.101805555605]
["T-48 sec",40098.101828703751,{"$f":"LOOKUP(B55,Data!$A$6:$A$1806,Data!B$6:B$1806)","v":60.019001007080078},{"$f":"LOOKUP(B55,Data!$A$6:$A$1806,Data!C$6:C$1806)","v":633},null,null,null,-76.0040283203125,-76.0040283203125,null,null,2.7586838294719827,649.55210297683072,null,null,null,null,null,null,null,null,null,null,null,null,0,null,null,"T-48 sec",null,null,null,null,null,null,null,null,null,null,"T-48 sec",40098.101828703751,{"$f":"LOOKUP($AO55,Data!$A$6:$A$1806,Data!$B$6:$B$1806)","v":60.019001007080078},{"$f":"LOOKUP($AO55,Data!$A$6:$A$1806,Data!$C$6:$C$1806)","v":633},{"$f":"LOOKUP($AO55,Data!$A$6:$A$1806,Data!$D$6:$D$1806)","v":0},{"$f":"IF($AS$1=\"+\",LOOKUP($AO55,Data!$A$6:$A$1806,Data!$E$6:$E$1806)*-1,LOOKUP($AO55,Data!$A$6:$A$1806,Data!$E$6:$E$1806))","v":-163.95860290527344},{"$f":"LOOKUP($AO55,Data!$A$6:$A$1806,Data!$F$6:$F$1806)","v":0},{"$f":"LOOKUP($AO55,Data!$A$6:$A$1806,Data!$G$6:$G$1806)","v":0},{"$f":"LOOKUP($AO55,Data!$A$6:$A$1806,Data!$H$6:$H$1806)","v":0},{"$f":"LOOKUP($AO55,Data!$A$6:$A$1806,Data!$I$6:$I$1806)","v":0},{"$f":"LOOKUP($AO55,Data!$A$6:$A$1806,Data!$J$6:$J$1806)","v":-653},{"$f":"LOOKUP($AO55,Data!$A$6:$A$1806,Data!$K$6:$K$1806)","v":7644.87},-76.0040283203125,"T-48 sec",40098.101828703751,null,null,null,null,null,null,null,null,null,null,null,null,"T-48 sec",40098.101828703751,null,null,null,null,null,null,null,null,null,null,null,null,"T-48 sec",40098.101828703751,null,null,null,null,null,null,null,null,null,null,null,null,"T-48 sec",40098.101828703751,null,null,null,null,null,null,null,null,null,null,null,null,"T-48 sec",40098.101828703751]
["T-46 sec",40098.101851851898,{"$f":"LOOKUP(B56,Data!$A$6:$A$1806,Data!B$6:B$1806)","v":60.018001556396484},{"$f":"LOOKUP(B56,Data!$A$6:$A$1806,Data!C$6:C$1806)","v":633},null,null,null,-72.0062255859375,-72.0062255859375,null,null,2.7586838294719827,656.30858954067776,null,null,null,null,null,null,null,null,null,null,null,null,0,null,null,"T-46 sec",null,null,null,null,null,null,null,null,null,null,"T-46 sec",40098.101851851898,{"$f":"LOOKUP($AO56,Data!$A$6:$A$1806,Data!$B$6:$B$1806)","v":60.018001556396484},{"$f":"LOOKUP($AO56,Data!$A$6:$A$1806,Data!$C$6:$C$1806)","v":633},{"$f":"LOOKUP($AO56,Data!$A$6:$A$1806,Data!$D$6:$D$1806)","v":0},{"$f":"IF($AS$1=\"+\",LOOKUP($AO56,Data!$A$6:$A$1806,Data!$E$6:$E$1806)*-1,LOOKUP($AO56,Data!$A$6:$A$1806,Data!$E$6:$E$1806))","v":-163.95860290527344},{"$f":"LOOKUP($AO56,Data!$A$6:$A$1806,Data!$F$6:$F$1806)","v":0},{"$f":"LOOKUP($AO56,Data!$A$6:$A$1806,Data!$G$6:$G$1806)","v":0},{"$f":"LOOKUP($AO56,Data!$A$6:$A$1806,Data!$H$6:$H$1806)","v":0},{"$f":"LOOKUP($AO56,Data!$A$6:$A$1806,Data!$I$6:$I$1806)","v":0},{"$f":"LOOKUP($AO56,Data!$A$6:$A$1806,Data!$J$6:$J$1806)","v":-653},{"$f":"LOOKUP($AO56,Data!$A$6:$A$1806,Data!$K$6:$K$1806)","v":7645.2},-72.0062255859375,"T-46 sec",40098.101851851898,null,null,null,null,null,null,null,null,null,null,null,null,"T-46 sec",40098.101851851898,null,null,null,null,null,null,null,null,null,null,null,null,"T-46 sec",40098.101851851898,null,null,null,null,null,null,null,null,null,null,null,null,"T-46 sec",40098.101851851898,null,null,null,null,null,null,null,null,null,null,null,null,"T-46 sec",40098.101851851898]
["T-44 sec",40098.101875000044,{"$f":"LOOKUP(B57,Data!$A$6:$A$1806,Data!B$6:B$1806)","v":60.021999359130859},{"$f":"LOOKUP(B57,Data!$A$6:$A$1806,Data!C$6:C$1806)","v":633},null,null,null,-87.9974365234375,-87.9974365234375,null,null,2.7586838294719827,643.07606243264979,null,null,null,null,null,null,null,null,null,null,null,null,0,null,null,"T-44 sec",null,null,null,null,null,null,null,null,null,null,"T-44 sec",40098.101875000044,{"$f":"LOOKUP($AO57,Data!$A$6:$A$1806,Data!$B$6:$B$1806)","v":60.021999359130859},{"$f":"LOOKUP($AO57,Data!$A$6:$A$1806,Data!$C$6:$C$1806)","v":633},{"$f":"LOOKUP($AO57,Data!$A$6:$A$1806,Data!$D$6:$D$1806)","v":0},{"$f":"IF($AS$1=\"+\",LOOKUP($AO57,Data!$A$6:$A$1806,Data!$E$6:$E$1806)*-1,LOOKUP($AO57,Data!$A$6:$A$1806,Data!$E$6:$E$1806))","v":-163.95860290527344},{"$f":"LOOKUP($AO57,Data!$A$6:$A$1806,Data!$F$6:$F$1806)","v":0},{"$f":"LOOKUP($AO57,Data!$A$6:$A$1806,Data!$G$6:$G$1806)","v":0},{"$f":"LOOKUP($AO57,Data!$A$6:$A$1806,Data!$H$6:$H$1806)","v":0},{"$f":"LOOKUP($AO57,Data!$A$6:$A$1806,Data!$I$6:$I$1806)","v":0},{"$f":"LOOKUP($AO57,Data!$A$6:$A$1806,Data!$J$6:$J$1806)","v":-653},{"$f":"LOOKUP($AO57,Data!$A$6:$A$1806,Data!$K$6:$K$1806)","v":7645.53},-87.9974365234375,"T-44 sec",40098.101875000044,null,null,null,null,null,null,null,null,null,null,null,null,"T-44 sec",40098.101875000044,null,null,null,null,null,null,null,null,null,null,null,null,"T-44 sec",40098.101875000044,null,null,null,null,null,null,null,null,null,null,null,null,"T-44 sec",40098.101875000044,null,null,null,null,null,null,null,null,null,null,null,null,"T-44 sec",40098.101875000044]
["T-42 sec",40098.10189814819,{"$f":"LOOKUP(B58,Data!$A$6:$A$1806,Data!B$6:B$1806)","v":60.030998229980469},{"$f":"LOOKUP(B58,Data!$A$6:$A$1806,Data!C$6:C$1806)","v":633},null,null,null,-123.992919921875,-123.992919921875,null,null,2.7586838294719827,609.83926286368433,null,null,null,null,null,null,null,null,null,null,null,null,0,null,null,"T-42 sec",null,null,null,null,null,null,null,null,null,null,"T-42 sec",40098.10189814819,{"$f":"LOOKUP($AO58,Data!$A$6:$A$1806,Data!$B$6:$B$1806)","v":60.030998229980469},{"$f":"LOOKUP($AO58,Data!$A$6:$A$1806,Data!$C$6:$C$1806)","v":633},{"$f":"LOOKUP($AO58,Data!$A$6:$A$1806,Data!$D$6:$D$1806)","v":0},{"$f":"IF($AS$1=\"+\",LOOKUP($AO58,Data!$A$6:$A$1806,Data!$E$6:$E$1806)*-1,LOOKUP($AO58,Data!$A$6:$A$1806,Data!$E$6:$E$1806))","v":-163.95860290527344},{"$f":"LOOKUP($AO58,Data!$A$6:$A$1806,Data!$F$6:$F$1806)","v":0},{"$f":"LOOKUP($AO58,Data!$A$6:$A$1806,Data!$G$6:$G$1806)","v":0},{"$f":"LOOKUP($AO58,Data!$A$6:$A$1806,Data!$H$6:$H$1806)","v":0},{"$f":"LOOKUP($AO58,Data!$A$6:$A$1806,Data!$I$6:$I$1806)","v":0},{"$f":"LOOKUP($AO58,Data!$A$6:$A$1806,Data!$J$6:$J$1806)","v":-653},{"$f":"LOOKUP($AO58,Data!$A$6:$A$1806,Data!$K$6:$K$1806)","v":7645.86},-123.992919921875,"T-42 sec",40098.10189814819,null,null,null,null,null,null,null,null,null,null,null,null,"T-42 sec",40098.10189814819,null,null,null,null,null,null,null,null,null,null,null,null,"T-42 sec",40098.10189814819,null,null,null,null,null,null,null,null,null,null,null,null,"T-42 sec",40098.10189814819,null,null,null,null,null,null,null,null,null,null,null,null,"T-42 sec",40098.10189814819]
["T-40 sec",40098.101921296337,{"$f":"LOOKUP(B59,Data!$A$6:$A$1806,Data!B$6:B$1806)","v":60.036998748779297},{"$f":"LOOKUP(B59,Data!$A$6:$A$1806,Data!C$6:C$1806)","v":633},null,null,null,-147.9949951171875,-147.9949951171875,null,null,2.7586838294719827,588.59587149784386,null,null,null,null,null,null,null,null,null,null,null,null,0,null,null,"T-40 sec",null,null,null,null,null,null,null,null,null,null,"T-40 sec",40098.101921296337,{"$f":"LOOKUP($AO59,Data!$A$6:$A$1806,Data!$B$6:$B$1806)","v":60.036998748779297},{"$f":"LOOKUP($AO59,Data!$A$6:$A$1806,Data!$C$6:$C$1806)","v":633},{"$f":"LOOKUP($AO59,Data!$A$6:$A$1806,Data!$D$6:$D$1806)","v":0},{"$f":"IF($AS$1=\"+\",LOOKUP($AO59,Data!$A$6:$A$1806,Data!$E$6:$E$1806)*-1,LOOKUP($AO59,Data!$A$6:$A$1806,Data!$E$6:$E$1806))","v":-166.07244873046875},{"$f":"LOOKUP($AO59,Data!$A$6:$A$1806,Data!$F$6:$F$1806)","v":0},{"$f":"LOOKUP($AO59,Data!$A$6:$A$1806,Data!$G$6:$G$1806)","v":0},{"$f":"LOOKUP($AO59,Data!$A$6:$A$1806,Data!$H$6:$H$1806)","v":0},{"$f":"LOOKUP($AO59,Data!$A$6:$A$1806,Data!$I$6:$I$1806)","v":0},{"$f":"LOOKUP($AO59,Data!$A$6:$A$1806,Data!$J$6:$J$1806)","v":-653},{"$f":"LOOKUP($AO59,Data!$A$6:$A$1806,Data!$K$6:$K$1806)","v":7646.19},-147.9949951171875,"T-40 sec",40098.101921296337,null,null,null,null,null,null,null,null,null,null,null,null,"T-40 sec",40098.101921296337,null,null,null,null,null,null,null,null,null,null,null,null,"T-40 sec",40098.101921296337,null,null,null,null,null,null,null,null,null,null,null,null,"T-40 sec",40098.101921296337,null,null,null,null,null,null,null,null,null,null,null,null,"T-40 sec",40098.101921296337]
["T-38 sec",40098.101944444483,{"$f":"LOOKUP(B60,Data!$A$6:$A$1806,Data!B$6:B$1806)","v":60.036998748779297},{"$f":"LOOKUP(B60,Data!$A$6:$A$1806,Data!C$6:C$1806)","v":633},null,null,null,-147.9949951171875,-147.9949951171875,null,null,2.7586838294719827,591.35455532731589,null,null,null,null,null,null,null,null,null,null,null,null,0,null,null,"T-38 sec",null,null,null,null,null,null,null,null,null,null,"T-38 sec",40098.101944444483,{"$f":"LOOKUP($AO60,Data!$A$6:$A$1806,Data!$B$6:$B$1806)","v":60.036998748779297},{"$f":"LOOKUP($AO60,Data!$A$6:$A$1806,Data!$C$6:$C$1806)","v":633},{"$f":"LOOKUP($AO60,Data!$A$6:$A$1806,Data!$D$6:$D$1806)","v":0},{"$f":"IF($AS$1=\"+\",LOOKUP($AO60,Data!$A$6:$A$1806,Data!$E$6:$E$1806)*-1,LOOKUP($AO60,Data!$A$6:$A$1806,Data!$E$6:$E$1806))","v":-166.07244873046875},{"$f":"LOOKUP($AO60,Data!$A$6:$A$1806,Data!$F$6:$F$1806)","v":0},{"$f":"LOOKUP($AO60,Data!$A$6:$A$1806,Data!$G$6:$G$1806)","v":0},{"$f":"LOOKUP($AO60,Data!$A$6:$A$1806,Data!$H$6:$H$1806)","v":0},{"$f":"LOOKUP($AO60,Data!$A$6:$A$1806,Data!$I$6:$I$1806)","v":0},{"$f":"LOOKUP($AO60,Data!$A$6:$A$1806,Data!$J$6:$J$1806)","v":-653},{"$f":"LOOKUP($AO60,Data!$A$6:$A$1806,Data!$K$6:$K$1806)","v":7646.52},-147.9949951171875,"T-38 sec",40098.101944444483,null,null,null,null,null,null,null,null,null,null,null,null,"T-38 sec",40098.101944444483,null,null,null,null,null,null,null,null,null,null,null,null,"T-38 sec",40098.101944444483,null,null,null,null,null,null,null,null,null,null,null,null,"T-38 sec",40098.101944444483,null,null,null,null,null,null,null,null,null,null,null,null,"T-38 sec",40098.101944444483]
["T-36 sec",40098.101967592629,{"$f":"LOOKUP(B61,Data!$A$6:$A$1806,Data!B$6:B$1806)","v":60.035999298095703},{"$f":"LOOKUP(B61,Data!$A$6:$A$1806,Data!C$6:C$1806)","v":633},null,null,null,-143.9971923828125,-143.9971923828125,null,null,2.7586838294719827,598.11104189116293,null,null,null,null,null,null,null,null,null,null,null,null,0,null,null,"T-36 sec",null,null,null,null,null,null,null,null,null,null,"T-36 sec",40098.101967592629,{"$f":"LOOKUP($AO61,Data!$A$6:$A$1806,Data!$B$6:$B$1806)","v":60.035999298095703},{"$f":"LOOKUP($AO61,Data!$A$6:$A$1806,Data!$C$6:$C$1806)","v":633},{"$f":"LOOKUP($AO61,Data!$A$6:$A$1806,Data!$D$6:$D$1806)","v":0},{"$f":"IF($AS$1=\"+\",LOOKUP($AO61,Data!$A$6:$A$1806,Data!$E$6:$E$1806)*-1,LOOKUP($AO61,Data!$A$6:$A$1806,Data!$E$6:$E$1806))","v":-166.07244873046875},{"$f":"LOOKUP($AO61,Data!$A$6:$A$1806,Data!$F$6:$F$1806)","v":0},{"$f":"LOOKUP($AO61,Data!$A$6:$A$1806,Data!$G$6:$G$1806)","v":0},{"$f":"LOOKUP($AO61,Data!$A$6:$A$1806,Data!$H$6:$H$1806)","v":0},{"$f":"LOOKUP($AO61,Data!$A$6:$A$1806,Data!$I$6:$I$1806)","v":0},{"$f":"LOOKUP($AO61,Data!$A$6:$A$1806,Data!$J$6:$J$1806)","v":-653},{"$f":"LOOKUP($AO61,Data!$A$6:$A$1806,Data!$K$6:$K$1806)","v":7646.85},-143.9971923828125,"T-36 sec",40098.101967592629,null,null,null,null,null,null,null,null,null,null,null,null,"T-36 sec",40098.101967592629,null,null,null,null,null,null,null,null,null,null,null,null,"T-36 sec",40098.101967592629,null,null,null,null,null,null,null,null,null,null,null,null,"T-36 sec",40098.101967592629,null,null,null,null,null,null,null,null,null,null,null,null,"T-36 sec",40098.101967592629]
["T-34 sec",40098.101990740775,{"$f":"LOOKUP(B62,Data!$A$6:$A$1806,Data!B$6:B$1806)","v":60.036998748779297},{"$f":"LOOKUP(B62,Data!$A$6:$A$1806,Data!C$6:C$1806)","v":633},null,null,null,-147.9949951171875,-147.9949951171875,null,null,2.7586838294719827,596.87192298625996,null,null,null,null,null,null,null,null,null,null,null,null,0,null,null,"T-34 sec",null,null,null,null,null,null,null,null,null,null,"T-34 sec",40098.101990740775,{"$f":"LOOKUP($AO62,Data!$A$6:$A$1806,Data!$B$6:$B$1806)","v":60.036998748779297},{"$f":"LOOKUP($AO62,Data!$A$6:$A$1806,Data!$C$6:$C$1806)","v":633},{"$f":"LOOKUP($AO62,Data!$A$6:$A$1806,Data!$D$6:$D$1806)","v":0},{"$f":"IF($AS$1=\"+\",LOOKUP($AO62,Data!$A$6:$A$1806,Data!$E$6:$E$1806)*-1,LOOKUP($AO62,Data!$A$6:$A$1806,Data!$E$6:$E$1806))","v":-166.07244873046875},{"$f":"LOOKUP($AO62,Data!$A$6:$A$1806,Data!$F$6:$F$1806)","v":0},{"$f":"LOOKUP($AO62,Data!$A$6:$A$1806,Data!$G$6:$G$1806)","v":0},{"$f":"LOOKUP($AO62,Data!$A$6:$A$1806,Data!$H$6:$H$1806)","v":0},{"$f":"LOOKUP($AO62,Data!$A$6:$A$1806,Data!$I$6:$I$1806)","v":0},{"$f":"LOOKUP($AO62,Data!$A$6:$A$1806,Data!$J$6:$J$1806)","v":-653},{"$f":"LOOKUP($AO62,Data!$A$6:$A$1806,Data!$K$6:$K$1806)","v":7647.18},-147.9949951171875,"T-34 sec",40098.101990740775,null,null,null,null,null,null,null,null,null,null,null,null,"T-34 sec",40098.101990740775,null,null,null,null,null,null,null,null,null,null,null,null,"T-34 sec",40098.101990740775,null,null,null,null,null,null,null,null,null,null,null,null,"T-34 sec",40098.101990740775,null,null,null,null,null,null,null,null,null,null,null,null,"T-34 sec",40098.101990740775]
["T-32 sec",40098.102013888922,{"$f":"LOOKUP(B63,Data!$A$6:$A$1806,Data!B$6:B$1806)","v":60.046001434326172},{"$f":"LOOKUP(B63,Data!$A$6:$A$1806,Data!C$6:C$1806)","v":633},null,null,null,-184.0057373046875,-184.0057373046875,null,null,2.7586838294719827,563.61986462823199,null,null,null,null,null,null,null,null,null,null,null,null,0,null,null,"T-32 sec",null,null,null,null,null,null,null,null,null,null,"T-32 sec",40098.102013888922,{"$f":"LOOKUP($AO63,Data!$A$6:$A$1806,Data!$B$6:$B$1806)","v":60.046001434326172},{"$f":"LOOKUP($AO63,Data!$A$6:$A$1806,Data!$C$6:$C$1806)","v":633},{"$f":"LOOKUP($AO63,Data!$A$6:$A$1806,Data!$D$6:$D$1806)","v":0},{"$f":"IF($AS$1=\"+\",LOOKUP($AO63,Data!$A$6:$A$1806,Data!$E$6:$E$1806)*-1,LOOKUP($AO63,Data!$A$6:$A$1806,Data!$E$6:$E$1806))","v":-166.07244873046875},{"$f":"LOOKUP($AO63,Data!$A$6:$A$1806,Data!$F$6:$F$1806)","v":0},{"$f":"LOOKUP($AO63,Data!$A$6:$A$1806,Data!$G$6:$G$1806)","v":0},{"$f":"LOOKUP($AO63,Data!$A$6:$A$1806,Data!$H$6:$H$1806)","v":0},{"$f":"LOOKUP($AO63,Data!$A$6:$A$1806,Data!$I$6:$I$1806)","v":0},{"$f":"LOOKUP($AO63,Data!$A$6:$A$1806,Data!$J$6:$J$1806)","v":-653},{"$f":"LOOKUP($AO63,Data!$A$6:$A$1806,Data!$K$6:$K$1806)","v":7647.51},-184.0057373046875,"T-32 sec",40098.102013888922,null,null,null,null,null,null,null,null,null,null,null,null,"T-32 sec",40098.102013888922,null,null,null,null,null,null,null,null,null,null,null,null,"T-32 sec",40098.102013888922,null,null,null,null,null,null,null,null,null,null,null,null,"T-32 sec",40098.102013888922,null,null,null,null,null,null,null,null,null,null,null,null,"T-32 sec",40098.102013888922]
["T-30 sec",40098.102037037068,{"$f":"LOOKUP(B64,Data!$A$6:$A$1806,Data!B$6:B$1806)","v":60.048000335693359},{"$f":"LOOKUP(B64,Data!$A$6:$A$1806,Data!C$6:C$1806)","v":633},null,null,null,-192.0013427734375,-192.0013427734375,null,null,2.7586838294719827,558.38294298895403,null,null,null,null,null,null,null,null,null,null,null,null,0,null,null,"T-30 sec",null,null,null,null,null,null,null,null,null,null,"T-30 sec",40098.102037037068,{"$f":"LOOKUP($AO64,Data!$A$6:$A$1806,Data!$B$6:$B$1806)","v":60.048000335693359},{"$f":"LOOKUP($AO64,Data!$A$6:$A$1806,Data!$C$6:$C$1806)","v":633},{"$f":"LOOKUP($AO64,Data!$A$6:$A$1806,Data!$D$6:$D$1806)","v":0},{"$f":"IF($AS$1=\"+\",LOOKUP($AO64,Data!$A$6:$A$1806,Data!$E$6:$E$1806)*-1,LOOKUP($AO64,Data!$A$6:$A$1806,Data!$E$6:$E$1806))","v":-163.76658630371094},{"$f":"LOOKUP($AO64,Data!$A$6:$A$1806,Data!$F$6:$F$1806)","v":0},{"$f":"LOOKUP($AO64,Data!$A$6:$A$1806,Data!$G$6:$G$1806)","v":0},{"$f":"LOOKUP($AO64,Data!$A$6:$A$1806,Data!$H$6:$H$1806)","v":0},{"$f":"LOOKUP($AO64,Data!$A$6:$A$1806,Data!$I$6:$I$1806)","v":0},{"$f":"LOOKUP($AO64,Data!$A$6:$A$1806,Data!$J$6:$J$1806)","v":-653},{"$f":"LOOKUP($AO64,Data!$A$6:$A$1806,Data!$K$6:$K$1806)","v":7647.84},-192.0013427734375,"T-30 sec",40098.102037037068,null,null,null,null,null,null,null,null,null,null,null,null,"T-30 sec",40098.102037037068,null,null,null,null,null,null,null,null,null,null,null,null,"T-30 sec",40098.102037037068,null,null,null,null,null,null,null,null,null,null,null,null,"T-30 sec",40098.102037037068,null,null,null,null,null,null,null,null,null,null,null,null,"T-30 sec",40098.102037037068]
["T-28 sec",40098.102060185214,{"$f":"LOOKUP(B65,Data!$A$6:$A$1806,Data!B$6:B$1806)","v":60.048000335693359},{"$f":"LOOKUP(B65,Data!$A$6:$A$1806,Data!C$6:C$1806)","v":633},null,null,null,-192.0013427734375,-192.0013427734375,null,null,2.7586838294719827,561.14162681842606,null,null,null,null,null,null,null,null,null,null,null,null,0,null,null,"T-28 sec",null,null,null,null,null,null,null,null,null,null,"T-28 sec",40098.102060185214,{"$f":"LOOKUP($AO65,Data!$A$6:$A$1806,Data!$B$6:$B$1806)","v":60.048000335693359},{"$f":"LOOKUP($AO65,Data!$A$6:$A$1806,Data!$C$6:$C$1806)","v":633},{"$f":"LOOKUP($AO65,Data!$A$6:$A$1806,Data!$D$6:$D$1806)","v":0},{"$f":"IF($AS$1=\"+\",LOOKUP($AO65,Data!$A$6:$A$1806,Data!$E$6:$E$1806)*-1,LOOKUP($AO65,Data!$A$6:$A$1806,Data!$E$6:$E$1806))","v":-163.76658630371094},{"$f":"LOOKUP($AO65,Data!$A$6:$A$1806,Data!$F$6:$F$1806)","v":0},{"$f":"LOOKUP($AO65,Data!$A$6:$A$1806,Data!$G$6:$G$1806)","v":0},{"$f":"LOOKUP($AO65,Data!$A$6:$A$1806,Data!$H$6:$H$1806)","v":0},{"$f":"LOOKUP($AO65,Data!$A$6:$A$1806,Data!$I$6:$I$1806)","v":0},{"$f":"LOOKUP($AO65,Data!$A$6:$A$1806,Data!$J$6:$J$1806)","v":-653},{"$f":"LOOKUP($AO65,Data!$A$6:$A$1806,Data!$K$6:$K$1806)","v":7648.17},-192.0013427734375,"T-28 sec",40098.102060185214,null,null,null,null,null,null,null,null,null,null,null,null,"T-28 sec",40098.102060185214,null,null,null,null,null,null,null,null,null,null,null,null,"T-28 sec",40098.102060185214,null,null,null,null,null,null,null,null,null,null,null,null,"T-28 sec",40098.102060185214,null,null,null,null,null,null,null,null,null,null,null,null,"T-28 sec",40098.102060185214]
["T-26 sec",40098.10208333336,{"$f":"LOOKUP(B66,Data!$A$6:$A$1806,Data!B$6:B$1806)","v":60.042999267578125},{"$f":"LOOKUP(B66,Data!$A$6:$A$1806,Data!C$6:C$1806)","v":633},null,null,null,-171.9970703125,-171.9970703125,null,null,2.7586838294719827,583.9045831088356,null,null,null,null,null,null,null,null,null,null,null,null,0,null,null,"T-26 sec",null,null,null,null,null,null,null,null,null,null,"T-26 sec",40098.10208333336,{"$f":"LOOKUP($AO66,Data!$A$6:$A$1806,Data!$B$6:$B$1806)","v":60.042999267578125},{"$f":"LOOKUP($AO66,Data!$A$6:$A$1806,Data!$C$6:$C$1806)","v":633},{"$f":"LOOKUP($AO66,Data!$A$6:$A$1806,Data!$D$6:$D$1806)","v":0},{"$f":"IF($AS$1=\"+\",LOOKUP($AO66,Data!$A$6:$A$1806,Data!$E$6:$E$1806)*-1,LOOKUP($AO66,Data!$A$6:$A$1806,Data!$E$6:$E$1806))","v":-163.76658630371094},{"$f":"LOOKUP($AO66,Data!$A$6:$A$1806,Data!$F$6:$F$1806)","v":0},{"$f":"LOOKUP($AO66,Data!$A$6:$A$1806,Data!$G$6:$G$1806)","v":0},{"$f":"LOOKUP($AO66,Data!$A$6:$A$1806,Data!$H$6:$H$1806)","v":0},{"$f":"LOOKUP($AO66,Data!$A$6:$A$1806,Data!$I$6:$I$1806)","v":0},{"$f":"LOOKUP($AO66,Data!$A$6:$A$1806,Data!$J$6:$J$1806)","v":-653},{"$f":"LOOKUP($AO66,Data!$A$6:$A$1806,Data!$K$6:$K$1806)","v":7648.5},-171.9970703125,"T-26 sec",40098.10208333336,null,null,null,null,null,null,null,null,null,null,null,null,"T-26 sec",40098.10208333336,null,null,null,null,null,null,null,null,null,null,null,null,"T-26 sec",40098.10208333336,null,null,null,null,null,null,null,null,null,null,null,null,"T-26 sec",40098.10208333336,null,null,null,null,null,null,null,null,null,null,null,null,"T-26 sec",40098.10208333336]
["T-24 sec",40098.102106481507,{"$f":"LOOKUP(B67,Data!$A$6:$A$1806,Data!B$6:B$1806)","v":60.041000366210938},{"$f":"LOOKUP(B67,Data!$A$6:$A$1806,Data!C$6:C$1806)","v":633},null,null,null,-164.00146484375,-164.00146484375,null,null,2.7586838294719827,594.65887240705763,null,null,null,null,null,null,null,null,null,null,null,null,0,null,null,"T-24 sec",null,null,null,null,null,null,null,null,null,null,"T-24 sec",40098.102106481507,{"$f":"LOOKUP($AO67,Data!$A$6:$A$1806,Data!$B$6:$B$1806)","v":60.041000366210938},{"$f":"LOOKUP($AO67,Data!$A$6:$A$1806,Data!$C$6:$C$1806)","v":633},{"$f":"LOOKUP($AO67,Data!$A$6:$A$1806,Data!$D$6:$D$1806)","v":0},{"$f":"IF($AS$1=\"+\",LOOKUP($AO67,Data!$A$6:$A$1806,Data!$E$6:$E$1806)*-1,LOOKUP($AO67,Data!$A$6:$A$1806,Data!$E$6:$E$1806))","v":-163.76658630371094},{"$f":"LOOKUP($AO67,Data!$A$6:$A$1806,Data!$F$6:$F$1806)","v":0},{"$f":"LOOKUP($AO67,Data!$A$6:$A$1806,Data!$G$6:$G$1806)","v":0},{"$f":"LOOKUP($AO67,Data!$A$6:$A$1806,Data!$H$6:$H$1806)","v":0},{"$f":"LOOKUP($AO67,Data!$A$6:$A$1806,Data!$I$6:$I$1806)","v":0},{"$f":"LOOKUP($AO67,Data!$A$6:$A$1806,Data!$J$6:$J$1806)","v":-653},{"$f":"LOOKUP($AO67,Data!$A$6:$A$1806,Data!$K$6:$K$1806)","v":7648.83},-164.00146484375,"T-24 sec",40098.102106481507,null,null,null,null,null,null,null,null,null,null,null,null,"T-24 sec",40098.102106481507,null,null,null,null,null,null,null,null,null,null,null,null,"T-24 sec",40098.102106481507,null,null,null,null,null,null,null,null,null,null,null,null,"T-24 sec",40098.102106481507,null,null,null,null,null,null,null,null,null,null,null,null,"T-24 sec",40098.102106481507]
["T-22 sec",40098.102129629653,{"$f":"LOOKUP(B68,Data!$A$6:$A$1806,Data!B$6:B$1806)","v":60.041000366210938},{"$f":"LOOKUP(B68,Data!$A$6:$A$1806,Data!C$6:C$1806)","v":633},null,null,null,-164.00146484375,-164.00146484375,null,null,2.7586838294719827,597.41755623652966,null,null,null,null,null,null,null,null,null,null,null,null,0,null,null,"T-22 sec",null,null,null,null,null,null,null,null,null,null,"T-22 sec",40098.102129629653,{"$f":"LOOKUP($AO68,Data!$A$6:$A$1806,Data!$B$6:$B$1806)","v":60.041000366210938},{"$f":"LOOKUP($AO68,Data!$A$6:$A$1806,Data!$C$6:$C$1806)","v":633},{"$f":"LOOKUP($AO68,Data!$A$6:$A$1806,Data!$D$6:$D$1806)","v":0},{"$f":"IF($AS$1=\"+\",LOOKUP($AO68,Data!$A$6:$A$1806,Data!$E$6:$E$1806)*-1,LOOKUP($AO68,Data!$A$6:$A$1806,Data!$E$6:$E$1806))","v":-163.76658630371094},{"$f":"LOOKUP($AO68,Data!$A$6:$A$1806,Data!$F$6:$F$1806)","v":0},{"$f":"LOOKUP($AO68,Data!$A$6:$A$1806,Data!$G$6:$G$1806)","v":0},{"$f":"LOOKUP($AO68,Data!$A$6:$A$1806,Data!$H$6:$H$1806)","v":0},{"$f":"LOOKUP($AO68,Data!$A$6:$A$1806,Data!$I$6:$I$1806)","v":0},{"$f":"LOOKUP($AO68,Data!$A$6:$A$1806,Data!$J$6:$J$1806)","v":-653},{"$f":"LOOKUP($AO68,Data!$A$6:$A$1806,Data!$K$6:$K$1806)","v":7649.16},-164.00146484375,"T-22 sec",40098.102129629653,null,null,null,null,null,null,null,null,null,null,null,null,"T-22 sec",40098.102129629653,null,null,null,null,null,null,null,null,null,null,null,null,"T-22 sec",40098.102129629653,null,null,null,null,null,null,null,null,null,null,null,null,"T-22 sec",40098.102129629653,null,null,null,null,null,null,null,null,null,null,null,null,"T-22 sec",40098.102129629653]
["T-20 sec",40098.102152777799,{"$f":"LOOKUP(B69,Data!$A$6:$A$1806,Data!B$6:B$1806)","v":60.041000366210938},{"$f":"LOOKUP(B69,Data!$A$6:$A$1806,Data!C$6:C$1806)","v":633},null,null,null,-164.00146484375,-164.00146484375,null,null,2.7586838294719827,600.1762400660017,null,null,null,null,null,null,null,null,null,null,null,null,0,null,null,"T-20 sec",null,null,null,null,null,null,null,null,null,null,"T-20 sec",40098.102152777799,{"$f":"LOOKUP($AO69,Data!$A$6:$A$1806,Data!$B$6:$B$1806)","v":60.041000366210938},{"$f":"LOOKUP($AO69,Data!$A$6:$A$1806,Data!$C$6:$C$1806)","v":633},{"$f":"LOOKUP($AO69,Data!$A$6:$A$1806,Data!$D$6:$D$1806)","v":0},{"$f":"IF($AS$1=\"+\",LOOKUP($AO69,Data!$A$6:$A$1806,Data!$E$6:$E$1806)*-1,LOOKUP($AO69,Data!$A$6:$A$1806,Data!$E$6:$E$1806))","v":-165.1016845703125},{"$f":"LOOKUP($AO69,Data!$A$6:$A$1806,Data!$F$6:$F$1806)","v":0},{"$f":"LOOKUP($AO69,Data!$A$6:$A$1806,Data!$G$6:$G$1806)","v":0},{"$f":"LOOKUP($AO69,Data!$A$6:$A$1806,Data!$H$6:$H$1806)","v":0},{"$f":"LOOKUP($AO69,Data!$A$6:$A$1806,Data!$I$6:$I$1806)","v":0},{"$f":"LOOKUP($AO69,Data!$A$6:$A$1806,Data!$J$6:$J$1806)","v":-653},{"$f":"LOOKUP($AO69,Data!$A$6:$A$1806,Data!$K$6:$K$1806)","v":7649.49},-164.00146484375,"T-20 sec",40098.102152777799,null,null,null,null,null,null,null,null,null,null,null,null,"T-20 sec",40098.102152777799,null,null,null,null,null,null,null,null,null,null,null,null,"T-20 sec",40098.102152777799,null,null,null,null,null,null,null,null,null,null,null,null,"T-20 sec",40098.102152777799,null,null,null,null,null,null,null,null,null,null,null,null,"T-20 sec",40098.102152777799]
["T-18 sec",40098.102175925946,{"$f":"LOOKUP(B70,Data!$A$6:$A$1806,Data!B$6:B$1806)","v":60.03900146484375},{"$f":"LOOKUP(B70,Data!$A$6:$A$1806,Data!C$6:C$1806)","v":633},null,null,null,-156.005859375,-156.005859375,null,null,2.7586838294719827,610.93052936422373,null,null,null,null,null,null,null,null,null,null,null,null,0,null,null,"T-18 sec",null,null,null,null,null,null,null,null,null,null,"T-18 sec",40098.102175925946,{"$f":"LOOKUP($AO70,Data!$A$6:$A$1806,Data!$B$6:$B$1806)","v":60.03900146484375},{"$f":"LOOKUP($AO70,Data!$A$6:$A$1806,Data!$C$6:$C$1806)","v":633},{"$f":"LOOKUP($AO70,Data!$A$6:$A$1806,Data!$D$6:$D$1806)","v":0},{"$f":"IF($AS$1=\"+\",LOOKUP($AO70,Data!$A$6:$A$1806,Data!$E$6:$E$1806)*-1,LOOKUP($AO70,Data!$A$6:$A$1806,Data!$E$6:$E$1806))","v":-165.1016845703125},{"$f":"LOOKUP($AO70,Data!$A$6:$A$1806,Data!$F$6:$F$1806)","v":0},{"$f":"LOOKUP($AO70,Data!$A$6:$A$1806,Data!$G$6:$G$1806)","v":0},{"$f":"LOOKUP($AO70,Data!$A$6:$A$1806,Data!$H$6:$H$1806)","v":0},{"$f":"LOOKUP($AO70,Data!$A$6:$A$1806,Data!$I$6:$I$1806)","v":0},{"$f":"LOOKUP($AO70,Data!$A$6:$A$1806,Data!$J$6:$J$1806)","v":-653},{"$f":"LOOKUP($AO70,Data!$A$6:$A$1806,Data!$K$6:$K$1806)","v":7649.82},-156.005859375,"T-18 sec",40098.102175925946,null,null,null,null,null,null,null,null,null,null,null,null,"T-18 sec",40098.102175925946,null,null,null,null,null,null,null,null,null,null,null,null,"T-18 sec",40098.102175925946,null,null,null,null,null,null,null,null,null,null,null,null,"T-18 sec",40098.102175925946,null,null,null,null,null,null,null,null,null,null,null,null,"T-18 sec",40098.102175925946]
["T-16 sec",40098.102199074092,{"$f":"LOOKUP(B71,Data!$A$6:$A$1806,Data!B$6:B$1806)","v":60.041000366210938},{"$f":"LOOKUP(B71,Data!$A$6:$A$1806,Data!C$6:C$1806)","v":633},{"$f":"AVERAGE($C$71:$C$78)","v":60.042125225067139},{"$f":"AVERAGE($D$71:$D$78)","v":633},null,{"$f":"(IF((C71-$L$2)>0,((C71-$L$2-$L$5)/(($L$4*$L$2)-$L$5)*$L$3*-1),((C71-$L$2+$L$5)/(($L$4*$L$2)-$L$5)*$L$3*-1)))","v":-164.00146484375},-164.00146484375,null,null,2.7586838294719827,605.69360772494576,null,null,null,null,null,null,null,null,null,null,null,null,0,null,null,"T-16 sec",{"$f":"AVERAGE($C$71:$C$78)","v":60.042125225067139},null,null,null,null,null,null,null,null,null,"T-16 sec",40098.102199074092,{"$f":"LOOKUP($AO71,Data!$A$6:$A$1806,Data!$B$6:$B$1806)","v":60.041000366210938},{"$f":"LOOKUP($AO71,Data!$A$6:$A$1806,Data!$C$6:$C$1806)","v":633},{"$f":"LOOKUP($AO71,Data!$A$6:$A$1806,Data!$D$6:$D$1806)","v":0},{"$f":"IF($AS$1=\"+\",LOOKUP($AO71,Data!$A$6:$A$1806,Data!$E$6:$E$1806)*-1,LOOKUP($AO71,Data!$A$6:$A$1806,Data!$E$6:$E$1806))","v":-165.1016845703125},{"$f":"LOOKUP($AO71,Data!$A$6:$A$1806,Data!$F$6:$F$1806)","v":0},{"$f":"LOOKUP($AO71,Data!$A$6:$A$1806,Data!$G$6:$G$1806)","v":0},{"$f":"LOOKUP($AO71,Data!$A$6:$A$1806,Data!$H$6:$H$1806)","v":0},{"$f":"LOOKUP($AO71,Data!$A$6:$A$1806,Data!$I$6:$I$1806)","v":0},{"$f":"LOOKUP($AO71,Data!$A$6:$A$1806,Data!$J$6:$J$1806)","v":-653},{"$f":"LOOKUP($AO71,Data!$A$6:$A$1806,Data!$K$6:$K$1806)","v":7650.15},-164.00146484375,"T-16 sec",40098.102199074092,{"$f":"AVERAGE($AP$71:$AP$78)","v":60.042125225067139},{"$f":"AVERAGE($AQ$71:$AQ$78)","v":633},{"$f":"AVERAGE($AR$71:$AR$78)","v":0},{"$f":"AVERAGE($AS$71:$AS$78)","v":-165.33587837219238},{"$f":"AVERAGE($AT$71:$AT$78)","v":0},{"$f":"AVERAGE($AU$71:$AU$78)","v":0},{"$f":"AVERAGE($AV$71:$AV$78)","v":0},{"$f":"AVERAGE($AW$71:$AW$78)","v":0},{"$f":"AVERAGE($AX$71:$AX$78)","v":-653},{"$f":"AVERAGE($AY$71:$AY$78)","v":7651.3049999999994},{"$f":"AVERAGE($AZ$71:$AZ$78)","v":-168.50090026855469},null,"T-16 sec",40098.102199074092,{"$f":"AVERAGE($AP$71:$AP$78)","v":60.042125225067139},{"$f":"AVERAGE($AQ$71:$AQ$78)","v":633},{"$f":"AVERAGE($AR$71:$AR$78)","v":0},{"$f":"AVERAGE($AS$71:$AS$78)","v":-165.33587837219238},{"$f":"AVERAGE($AT$71:$AT$78)","v":0},{"$f":"AVERAGE($AU$71:$AU$78)","v":0},{"$f":"AVERAGE($AV$71:$AV$78)","v":0},{"$f":"AVERAGE($AW$71:$AW$78)","v":0},{"$f":"AVERAGE($AX$71:$AX$78)","v":-653},{"$f":"AVERAGE($AY$71:$AY$78)","v":7651.3049999999994},{"$f":"AVERAGE($AZ$71:$AZ$78)","v":-168.50090026855469},null,"T-16 sec",40098.102199074092,{"$f":"AVERAGE($AP$71:$AP$78)","v":60.042125225067139},{"$f":"AVERAGE($AQ$71:$AQ$78)","v":633},{"$f":"AVERAGE($AR$71:$AR$78)","v":0},{"$f":"AVERAGE($AS$71:$AS$78)","v":-165.33587837219238},{"$f":"AVERAGE($AT$71:$AT$78)","v":0},{"$f":"AVERAGE($AU$71:$AU$78)","v":0},{"$f":"AVERAGE($AV$71:$AV$78)","v":0},{"$f":"AVERAGE($AW$71:$AW$78)","v":0},{"$f":"AVERAGE($AX$71:$AX$78)","v":-653},{"$f":"AVERAGE($AY$71:$AY$78)","v":7651.3049999999994},{"$f":"AVERAGE($AZ$71:$AZ$78)","v":-168.50090026855469},null,"T-16 sec",40098.102199074092,{"$f":"AVERAGE($AP$71:$AP$78)","v":60.042125225067139},{"$f":"AVERAGE($AQ$71:$AQ$78)","v":633},{"$f":"AVERAGE($AR$71:$AR$78)","v":0},{"$f":"AVERAGE($AS$71:$AS$78)","v":-165.33587837219238},{"$f":"AVERAGE($AT$71:$AT$78)","v":0},{"$f":"AVERAGE($AU$71:$AU$78)","v":0},{"$f":"AVERAGE($AV$71:$AV$78)","v":0},{"$f":"AVERAGE($AW$71:$AW$78)","v":0},{"$f":"AVERAGE($AX$71:$AX$78)","v":-653},{"$f":"AVERAGE($AY$71:$AY$78)","v":7651.3049999999994},{"$f":"AVERAGE($AZ$71:$AZ$78)","v":-168.50090026855469},null,"T-16 sec",40098.102199074092,{"$f":"AVERAGE($AP$71:$AP$78)","v":60.042125225067139},{"$f":"AVERAGE($AQ$71:$AQ$78)","v":633},{"$f":"AVERAGE($AR$71:$AR$78)","v":0},{"$f":"AVERAGE($AS$71:$AS$78)","v":-165.33587837219238},{"$f":"AVERAGE($AT$71:$AT$78)","v":0},{"$f":"AVERAGE($AU$71:$AU$78)","v":0},{"$f":"AVERAGE($AV$71:$AV$78)","v":0},{"$f":"AVERAGE($AW$71:$AW$78)","v":0},{"$f":"AVERAGE($AX$71:$AX$78)","v":-653},{"$f":"AVERAGE($AY$71:$AY$78)","v":7651.3049999999994},{"$f":"AVERAGE($AZ$71:$AZ$78)","v":-168.50090026855469}]
["T-14 sec",40098.102222222238,{"$f":"LOOKUP(B72,Data!$A$6:$A$1806,Data!B$6:B$1806)","v":60.042999267578125},{"$f":"LOOKUP(B72,Data!$A$6:$A$1806,Data!C$6:C$1806)","v":633},{"$f":"AVERAGE($C$71:$C$78)","v":60.042125225067139},{"$f":"AVERAGE($D$71:$D$78)","v":633},null,-171.9970703125,-171.9970703125,null,null,2.7586838294719827,600.4566860856678,null,null,null,null,null,null,null,null,null,null,null,null,0,null,null,"T-14 sec",{"$f":"AVERAGE($C$71:$C$78)","v":60.042125225067139},null,null,null,null,null,null,null,null,null,"T-14 sec",40098.102222222238,{"$f":"LOOKUP($AO72,Data!$A$6:$A$1806,Data!$B$6:$B$1806)","v":60.042999267578125},{"$f":"LOOKUP($AO72,Data!$A$6:$A$1806,Data!$C$6:$C$1806)","v":633},{"$f":"LOOKUP($AO72,Data!$A$6:$A$1806,Data!$D$6:$D$1806)","v":0},{"$f":"IF($AS$1=\"+\",LOOKUP($AO72,Data!$A$6:$A$1806,Data!$E$6:$E$1806)*-1,LOOKUP($AO72,Data!$A$6:$A$1806,Data!$E$6:$E$1806))","v":-165.1016845703125},{"$f":"LOOKUP($AO72,Data!$A$6:$A$1806,Data!$F$6:$F$1806)","v":0},{"$f":"LOOKUP($AO72,Data!$A$6:$A$1806,Data!$G$6:$G$1806)","v":0},{"$f":"LOOKUP($AO72,Data!$A$6:$A$1806,Data!$H$6:$H$1806)","v":0},{"$f":"LOOKUP($AO72,Data!$A$6:$A$1806,Data!$I$6:$I$1806)","v":0},{"$f":"LOOKUP($AO72,Data!$A$6:$A$1806,Data!$J$6:$J$1806)","v":-653},{"$f":"LOOKUP($AO72,Data!$A$6:$A$1806,Data!$K$6:$K$1806)","v":7650.48},-171.9970703125,"T-14 sec",40098.102222222238,{"$f":"AVERAGE($AP$71:$AP$78)","v":60.042125225067139},{"$f":"AVERAGE($AQ$71:$AQ$78)","v":633},{"$f":"AVERAGE($AR$71:$AR$78)","v":0},{"$f":"AVERAGE($AS$71:$AS$78)","v":-165.33587837219238},{"$f":"AVERAGE($AT$71:$AT$78)","v":0},{"$f":"AVERAGE($AU$71:$AU$78)","v":0},{"$f":"AVERAGE($AV$71:$AV$78)","v":0},{"$f":"AVERAGE($AW$71:$AW$78)","v":0},{"$f":"AVERAGE($AX$71:$AX$78)","v":-653},{"$f":"AVERAGE($AY$71:$AY$78)","v":7651.3049999999994},{"$f":"AVERAGE($AZ$71:$AZ$78)","v":-168.50090026855469},null,"T-14 sec",40098.102222222238,{"$f":"AVERAGE($AP$71:$AP$78)","v":60.042125225067139},{"$f":"AVERAGE($AQ$71:$AQ$78)","v":633},{"$f":"AVERAGE($AR$71:$AR$78)","v":0},{"$f":"AVERAGE($AS$71:$AS$78)","v":-165.33587837219238},{"$f":"AVERAGE($AT$71:$AT$78)","v":0},{"$f":"AVERAGE($AU$71:$AU$78)","v":0},{"$f":"AVERAGE($AV$71:$AV$78)","v":0},{"$f":"AVERAGE($AW$71:$AW$78)","v":0},{"$f":"AVERAGE($AX$71:$AX$78)","v":-653},{"$f":"AVERAGE($AY$71:$AY$78)","v":7651.3049999999994},{"$f":"AVERAGE($AZ$71:$AZ$78)","v":-168.50090026855469},null,"T-14 sec",40098.102222222238,{"$f":"AVERAGE($AP$71:$AP$78)","v":60.042125225067139},{"$f":"AVERAGE($AQ$71:$AQ$78)","v":633},{"$f":"AVERAGE($AR$71:$AR$78)","v":0},{"$f":"AVERAGE($AS$71:$AS$78)","v":-165.33587837219238},{"$f":"AVERAGE($AT$71:$AT$78)","v":0},{"$f":"AVERAGE($AU$71:$AU$78)","v":0},{"$f":"AVERAGE($AV$71:$AV$78)","v":0},{"$f":"AVERAGE($AW$71:$AW$78)","v":0},{"$f":"AVERAGE($AX$71:$AX$78)","v":-653},{"$f":"AVERAGE($AY$71:$AY$78)","v":7651.3049999999994},{"$f":"AVERAGE($AZ$71:$AZ$78)","v":-168.50090026855469},null,"T-14 sec",40098.102222222238,{"$f":"AVERAGE($AP$71:$AP$78)","v":60.042125225067139},{"$f":"AVERAGE($AQ$71:$AQ$78)","v":633},{"$f":"AVERAGE($AR$71:$AR$78)","v":0},{"$f":"AVERAGE($AS$71:$AS$78)","v":-165.33587837219238},{"$f":"AVERAGE($AT$71:$AT$78)","v":0},{"$f":"AVERAGE($AU$71:$AU$78)","v":0},{"$f":"AVERAGE($AV$71:$AV$78)","v":0},{"$f":"AVERAGE($AW$71:$AW$78)","v":0},{"$f":"AVERAGE($AX$71:$AX$78)","v":-653},{"$f":"AVERAGE($AY$71:$AY$78)","v":7651.3049999999994},{"$f":"AVERAGE($AZ$71:$AZ$78)","v":-168.50090026855469},null,"T-14 sec",40098.102222222238,{"$f":"AVERAGE($AP$71:$AP$78)","v":60.042125225067139},{"$f":"AVERAGE($AQ$71:$AQ$78)","v":633},{"$f":"AVERAGE($AR$71:$AR$78)","v":0},{"$f":"AVERAGE($AS$71:$AS$78)","v":-165.33587837219238},{"$f":"AVERAGE($AT$71:$AT$78)","v":0},{"$f":"AVERAGE($AU$71:$AU$78)","v":0},{"$f":"AVERAGE($AV$71:$AV$78)","v":0},{"$f":"AVERAGE($AW$71:$AW$78)","v":0},{"$f":"AVERAGE($AX$71:$AX$78)","v":-653},{"$f":"AVERAGE($AY$71:$AY$78)","v":7651.3049999999994},{"$f":"AVERAGE($AZ$71:$AZ$78)","v":-168.50090026855469}]
["T-12 sec",40098.102245370384,{"$f":"LOOKUP(B73,Data!$A$6:$A$1806,Data!B$6:B$1806)","v":60.044998168945313},{"$f":"LOOKUP(B73,Data!$A$6:$A$1806,Data!C$6:C$1806)","v":633},60.042125225067139,633,null,-179.99267578125,-179.99267578125,null,null,2.7586838294719827,595.21976444638983,null,null,null,null,null,null,null,null,null,null,null,null,0,null,null,"T-12 sec",60.042125225067139,null,null,null,null,null,null,null,null,null,"T-12 sec",40098.102245370384,{"$f":"LOOKUP($AO73,Data!$A$6:$A$1806,Data!$B$6:$B$1806)","v":60.044998168945313},{"$f":"LOOKUP($AO73,Data!$A$6:$A$1806,Data!$C$6:$C$1806)","v":633},{"$f":"LOOKUP($AO73,Data!$A$6:$A$1806,Data!$D$6:$D$1806)","v":0},{"$f":"IF($AS$1=\"+\",LOOKUP($AO73,Data!$A$6:$A$1806,Data!$E$6:$E$1806)*-1,LOOKUP($AO73,Data!$A$6:$A$1806,Data!$E$6:$E$1806))","v":-165.1016845703125},{"$f":"LOOKUP($AO73,Data!$A$6:$A$1806,Data!$F$6:$F$1806)","v":0},{"$f":"LOOKUP($AO73,Data!$A$6:$A$1806,Data!$G$6:$G$1806)","v":0},{"$f":"LOOKUP($AO73,Data!$A$6:$A$1806,Data!$H$6:$H$1806)","v":0},{"$f":"LOOKUP($AO73,Data!$A$6:$A$1806,Data!$I$6:$I$1806)","v":0},{"$f":"LOOKUP($AO73,Data!$A$6:$A$1806,Data!$J$6:$J$1806)","v":-653},{"$f":"LOOKUP($AO73,Data!$A$6:$A$1806,Data!$K$6:$K$1806)","v":7650.81},-179.99267578125,"T-12 sec",40098.102245370384,60.042125225067139,633,0,-165.33587837219238,0,0,0,0,-653,7651.3049999999994,-168.50090026855469,null,"T-12 sec",40098.102245370384,60.042125225067139,633,0,-165.33587837219238,0,0,0,0,-653,7651.3049999999994,-168.50090026855469,null,"T-12 sec",40098.102245370384,60.042125225067139,633,0,-165.33587837219238,0,0,0,0,-653,7651.3049999999994,-168.50090026855469,null,"T-12 sec",40098.102245370384,60.042125225067139,633,0,-165.33587837219238,0,0,0,0,-653,7651.3049999999994,-168.50090026855469,null,"T-12 sec",40098.102245370384,60.042125225067139,633,0,-165.33587837219238,0,0,0,0,-653,7651.3049999999994,-168.50090026855469]
["T-10 sec",40098.102268518531,{"$f":"LOOKUP(B74,Data!$A$6:$A$1806,Data!B$6:B$1806)","v":60.046001434326172},{"$f":"LOOKUP(B74,Data!$A$6:$A$1806,Data!C$6:C$1806)","v":633},60.042125225067139,633,null,-184.0057373046875,-184.0057373046875,null,null,2.7586838294719827,593.96538675242437,null,null,null,null,null,null,null,null,null,null,null,null,0,null,null,"T-10 sec",60.042125225067139,null,null,null,null,null,null,null,null,null,"T-10 sec",40098.102268518531,{"$f":"LOOKUP($AO74,Data!$A$6:$A$1806,Data!$B$6:$B$1806)","v":60.046001434326172},{"$f":"LOOKUP($AO74,Data!$A$6:$A$1806,Data!$C$6:$C$1806)","v":633},{"$f":"LOOKUP($AO74,Data!$A$6:$A$1806,Data!$D$6:$D$1806)","v":0},{"$f":"IF($AS$1=\"+\",LOOKUP($AO74,Data!$A$6:$A$1806,Data!$E$6:$E$1806)*-1,LOOKUP($AO74,Data!$A$6:$A$1806,Data!$E$6:$E$1806))","v":-165.47639465332031},{"$f":"LOOKUP($AO74,Data!$A$6:$A$1806,Data!$F$6:$F$1806)","v":0},{"$f":"LOOKUP($AO74,Data!$A$6:$A$1806,Data!$G$6:$G$1806)","v":0},{"$f":"LOOKUP($AO74,Data!$A$6:$A$1806,Data!$H$6:$H$1806)","v":0},{"$f":"LOOKUP($AO74,Data!$A$6:$A$1806,Data!$I$6:$I$1806)","v":0},{"$f":"LOOKUP($AO74,Data!$A$6:$A$1806,Data!$J$6:$J$1806)","v":-653},{"$f":"LOOKUP($AO74,Data!$A$6:$A$1806,Data!$K$6:$K$1806)","v":7651.14},-184.0057373046875,"T-10 sec",40098.102268518531,60.042125225067139,633,0,-165.33587837219238,0,0,0,0,-653,7651.3049999999994,-168.50090026855469,null,"T-10 sec",40098.102268518531,60.042125225067139,633,0,-165.33587837219238,0,0,0,0,-653,7651.3049999999994,-168.50090026855469,null,"T-10 sec",40098.102268518531,60.042125225067139,633,0,-165.33587837219238,0,0,0,0,-653,7651.3049999999994,-168.50090026855469,null,"T-10 sec",40098.102268518531,60.042125225067139,633,0,-165.33587837219238,0,0,0,0,-653,7651.3049999999994,-168.50090026855469,null,"T-10 sec",40098.102268518531,60.042125225067139,633,0,-165.33587837219238,0,0,0,0,-653,7651.3049999999994,-168.50090026855469]
["T-08 sec",40098.102291666677,{"$f":"LOOKUP(B75,Data!$A$6:$A$1806,Data!B$6:B$1806)","v":60.041000366210938},{"$f":"LOOKUP(B75,Data!$A$6:$A$1806,Data!C$6:C$1806)","v":633},60.042125225067139,633,null,-164.00146484375,-164.00146484375,null,null,2.7586838294719827,616.7283430428339,null,null,null,null,null,null,null,null,null,null,null,null,0,null,null,"T-08 sec",60.042125225067139,null,null,null,null,null,null,null,null,null,"T-08 sec",40098.102291666677,{"$f":"LOOKUP($AO75,Data!$A$6:$A$1806,Data!$B$6:$B$1806)","v":60.041000366210938},{"$f":"LOOKUP($AO75,Data!$A$6:$A$1806,Data!$C$6:$C$1806)","v":633},{"$f":"LOOKUP($AO75,Data!$A$6:$A$1806,Data!$D$6:$D$1806)","v":0},{"$f":"IF($AS$1=\"+\",LOOKUP($AO75,Data!$A$6:$A$1806,Data!$E$6:$E$1806)*-1,LOOKUP($AO75,Data!$A$6:$A$1806,Data!$E$6:$E$1806))","v":-165.47639465332031},{"$f":"LOOKUP($AO75,Data!$A$6:$A$1806,Data!$F$6:$F$1806)","v":0},{"$f":"LOOKUP($AO75,Data!$A$6:$A$1806,Data!$G$6:$G$1806)","v":0},{"$f":"LOOKUP($AO75,Data!$A$6:$A$1806,Data!$H$6:$H$1806)","v":0},{"$f":"LOOKUP($AO75,Data!$A$6:$A$1806,Data!$I$6:$I$1806)","v":0},{"$f":"LOOKUP($AO75,Data!$A$6:$A$1806,Data!$J$6:$J$1806)","v":-653},{"$f":"LOOKUP($AO75,Data!$A$6:$A$1806,Data!$K$6:$K$1806)","v":7651.47},-164.00146484375,"T-08 sec",40098.102291666677,60.042125225067139,633,0,-165.33587837219238,0,0,0,0,-653,7651.3049999999994,-168.50090026855469,null,"T-08 sec",40098.102291666677,60.042125225067139,633,0,-165.33587837219238,0,0,0,0,-653,7651.3049999999994,-168.50090026855469,null,"T-08 sec",40098.102291666677,60.042125225067139,633,0,-165.33587837219238,0,0,0,0,-653,7651.3049999999994,-168.50090026855469,null,"T-08 sec",40098.102291666677,60.042125225067139,633,0,-165.33587837219238,0,0,0,0,-653,7651.3049999999994,-168.50090026855469,null,"T-08 sec",40098.102291666677,60.042125225067139,633,0,-165.33587837219238,0,0,0,0,-653,7651.3049999999994,-168.50090026855469]
["T-06 sec",40098.102314814823,{"$f":"LOOKUP(B76,Data!$A$6:$A$1806,Data!B$6:B$1806)","v":60.041000366210938},{"$f":"LOOKUP(B76,Data!$A$6:$A$1806,Data!C$6:C$1806)","v":633},60.042125225067139,633,null,-164.00146484375,-164.00146484375,null,null,2.7586838294719827,619.48702687230593,null,null,null,null,null,null,null,null,null,null,null,null,0,null,null,"T-06 sec",60.042125225067139,null,null,null,null,null,null,null,null,null,"T-06 sec",40098.102314814823,{"$f":"LOOKUP($AO76,Data!$A$6:$A$1806,Data!$B$6:$B$1806)","v":60.041000366210938},{"$f":"LOOKUP($AO76,Data!$A$6:$A$1806,Data!$C$6:$C$1806)","v":633},{"$f":"LOOKUP($AO76,Data!$A$6:$A$1806,Data!$D$6:$D$1806)","v":0},{"$f":"IF($AS$1=\"+\",LOOKUP($AO76,Data!$A$6:$A$1806,Data!$E$6:$E$1806)*-1,LOOKUP($AO76,Data!$A$6:$A$1806,Data!$E$6:$E$1806))","v":-165.47639465332031},{"$f":"LOOKUP($AO76,Data!$A$6:$A$1806,Data!$F$6:$F$1806)","v":0},{"$f":"LOOKUP($AO76,Data!$A$6:$A$1806,Data!$G$6:$G$1806)","v":0},{"$f":"LOOKUP($AO76,Data!$A$6:$A$1806,Data!$H$6:$H$1806)","v":0},{"$f":"LOOKUP($AO76,Data!$A$6:$A$1806,Data!$I$6:$I$1806)","v":0},{"$f":"LOOKUP($AO76,Data!$A$6:$A$1806,Data!$J$6:$J$1806)","v":-653},{"$f":"LOOKUP($AO76,Data!$A$6:$A$1806,Data!$K$6:$K$1806)","v":7651.8},-164.00146484375,"T-06 sec",40098.102314814823,60.042125225067139,633,0,-165.33587837219238,0,0,0,0,-653,7651.3049999999994,-168.50090026855469,null,"T-06 sec",40098.102314814823,60.042125225067139,633,0,-165.33587837219238,0,0,0,0,-653,7651.3049999999994,-168.50090026855469,null,"T-06 sec",40098.102314814823,60.042125225067139,633,0,-165.33587837219238,0,0,0,0,-653,7651.3049999999994,-168.50090026855469,null,"T-06 sec",40098.102314814823,60.042125225067139,633,0,-165.33587837219238,0,0,0,0,-653,7651.3049999999994,-168.50090026855469,null,"T-06 sec",40098.102314814823,60.042125225067139,633,0,-165.33587837219238,0,0,0,0,-653,7651.3049999999994,-168.50090026855469]
["T-04 sec",40098.10233796297,{"$f":"LOOKUP(B77,Data!$A$6:$A$1806,Data!B$6:B$1806)","v":60.041000366210938},{"$f":"LOOKUP(B77,Data!$A$6:$A$1806,Data!C$6:C$1806)","v":633},60.042125225067139,633,null,-164.00146484375,-164.00146484375,null,null,2.7586838294719827,622.24571070177797,null,null,null,null,null,null,null,null,null,null,null,null,0,null,null,"T-04 sec",60.042125225067139,null,null,null,null,null,null,null,null,null,"T-04 sec",40098.10233796297,{"$f":"LOOKUP($AO77,Data!$A$6:$A$1806,Data!$B$6:$B$1806)","v":60.041000366210938},{"$f":"LOOKUP($AO77,Data!$A$6:$A$1806,Data!$C$6:$C$1806)","v":633},{"$f":"LOOKUP($AO77,Data!$A$6:$A$1806,Data!$D$6:$D$1806)","v":0},{"$f":"IF($AS$1=\"+\",LOOKUP($AO77,Data!$A$6:$A$1806,Data!$E$6:$E$1806)*-1,LOOKUP($AO77,Data!$A$6:$A$1806,Data!$E$6:$E$1806))","v":-165.47639465332031},{"$f":"LOOKUP($AO77,Data!$A$6:$A$1806,Data!$F$6:$F$1806)","v":0},{"$f":"LOOKUP($AO77,Data!$A$6:$A$1806,Data!$G$6:$G$1806)","v":0},{"$f":"LOOKUP($AO77,Data!$A$6:$A$1806,Data!$H$6:$H$1806)","v":0},{"$f":"LOOKUP($AO77,Data!$A$6:$A$1806,Data!$I$6:$I$1806)","v":0},{"$f":"LOOKUP($AO77,Data!$A$6:$A$1806,Data!$J$6:$J$1806)","v":-653},{"$f":"LOOKUP($AO77,Data!$A$6:$A$1806,Data!$K$6:$K$1806)","v":7652.13},-164.00146484375,"T-04 sec",40098.10233796297,60.042125225067139,633,0,-165.33587837219238,0,0,0,0,-653,7651.3049999999994,-168.50090026855469,null,"T-04 sec",40098.10233796297,60.042125225067139,633,0,-165.33587837219238,0,0,0,0,-653,7651.3049999999994,-168.50090026855469,null,"T-04 sec",40098.10233796297,60.042125225067139,633,0,-165.33587837219238,0,0,0,0,-653,7651.3049999999994,-168.50090026855469,null,"T-04 sec",40098.10233796297,60.042125225067139,633,0,-165.33587837219238,0,0,0,0,-653,7651.3049999999994,-168.50090026855469,null,"T-04 sec",40098.10233796297,60.042125225067139,633,0,-165.33587837219238,0,0,0,0,-653,7651.3049999999994,-168.50090026855469]
["T-02 sec",{"$f":"B79-TIME(0,0,$B$1)","v":40098.102361111116},{"$f":"LOOKUP(B78,Data!$A$6:$A$1806,Data!B$6:B$1806)","v":60.03900146484375},{"$f":"LOOKUP(B78,Data!$A$6:$A$1806,Data!C$6:C$1806)","v":633},60.042125225067139,633,null,-156.005859375,-156.005859375,null,null,2.7586838294719827,{"$f":"D78","v":633},null,null,null,null,null,null,null,null,null,null,null,null,0,null,null,"T-02 sec",60.042125225067139,null,null,null,null,null,null,null,null,null,"T-02 sec",{"$f":"AO79-TIME(0,0,$B$1)","v":40098.102361111116},{"$f":"LOOKUP($AO78,Data!$A$6:$A$1806,Data!$B$6:$B$1806)","v":60.03900146484375},{"$f":"LOOKUP($AO78,Data!$A$6:$A$1806,Data!$C$6:$C$1806)","v":633},{"$f":"LOOKUP($AO78,Data!$A$6:$A$1806,Data!$D$6:$D$1806)","v":0},{"$f":"IF($AS$1=\"+\",LOOKUP($AO78,Data!$A$6:$A$1806,Data!$E$6:$E$1806)*-1,LOOKUP($AO78,Data!$A$6:$A$1806,Data!$E$6:$E$1806))","v":-165.47639465332031},{"$f":"LOOKUP($AO78,Data!$A$6:$A$1806,Data!$F$6:$F$1806)","v":0},{"$f":"LOOKUP($AO78,Data!$A$6:$A$1806,Data!$G$6:$G$1806)","v":0},{"$f":"LOOKUP($AO78,Data!$A$6:$A$1806,Data!$H$6:$H$1806)","v":0},{"$f":"LOOKUP($AO78,Data!$A$6:$A$1806,Data!$I$6:$I$1806)","v":0},{"$f":"LOOKUP($AO78,Data!$A$6:$A$1806,Data!$J$6:$J$1806)","v":-653},{"$f":"LOOKUP($AO78,Data!$A$6:$A$1806,Data!$K$6:$K$1806)","v":7652.46},-156.005859375,"T-02 sec",{"$f":"BB79-TIME(0,0,$B$1)","v":40098.102361111116},60.042125225067139,633,0,-165.33587837219238,0,0,0,0,-653,7651.3049999999994,-168.50090026855469,null,"T-02 sec",{"$f":"BP79-TIME(0,0,$B$1)","v":40098.102361111116},60.042125225067139,633,0,-165.33587837219238,0,0,0,0,-653,7651.3049999999994,-168.50090026855469,null,"T-02 sec",{"$f":"CD79-TIME(0,0,$B$1)","v":40098.102361111116},60.042125225067139,633,0,-165.33587837219238,0,0,0,0,-653,7651.3049999999994,-168.50090026855469,null,"T-02 sec",{"$f":"CR79-TIME(0,0,$B$1)","v":40098.102361111116},60.042125225067139,633,0,-165.33587837219238,0,0,0,0,-653,7651.3049999999994,-168.50090026855469,null,"T-02 sec",{"$f":"DF79-TIME(0,0,$B$1)","v":40098.102361111116},60.042125225067139,633,0,-165.33587837219238,0,0,0,0,-653,7651.3049999999994,-168.50090026855469]
["T+0 sec",{"$f":"G2","v":40098.102384259262},{"$f":"LOOKUP(B79,Data!$A$6:$A$1806,Data!B$6:B$1806)","v":59.978000640869141},{"$f":"LOOKUP(B79,Data!$A$6:$A$1806,Data!C$6:C$1806)","v":0},null,null,null,87.9974365234375,87.9974365234375,null,null,0,{"$f":"M78+L79+(I79-I78)","v":877.0032958984375},null,null,null,null,{"$f":"R$41","v":633},null,null,null,null,null,null,null,633,{"$f":"Z79/((C79-G$4)*10)","v":-987.14090378423396},null,"T+0 sec",null,null,null,null,null,null,null,null,null,null,"T+0 sec",{"$f":"$G2","v":40098.102384259262},{"$f":"LOOKUP($AO79,Data!$A$6:$A$1806,Data!$B$6:$B$1806)","v":59.978000640869141},{"$f":"LOOKUP($AO79,Data!$A$6:$A$1806,Data!$C$6:$C$1806)","v":0},{"$f":"LOOKUP($AO79,Data!$A$6:$A$1806,Data!$D$6:$D$1806)","v":0},{"$f":"IF($AS$1=\"+\",LOOKUP($AO79,Data!$A$6:$A$1806,Data!$E$6:$E$1806)*-1,LOOKUP($AO79,Data!$A$6:$A$1806,Data!$E$6:$E$1806))","v":-206.4591064453125},{"$f":"LOOKUP($AO79,Data!$A$6:$A$1806,Data!$F$6:$F$1806)","v":0},{"$f":"LOOKUP($AO79,Data!$A$6:$A$1806,Data!$G$6:$G$1806)","v":0},{"$f":"LOOKUP($AO79,Data!$A$6:$A$1806,Data!$H$6:$H$1806)","v":0},{"$f":"LOOKUP($AO79,Data!$A$6:$A$1806,Data!$I$6:$I$1806)","v":0},{"$f":"LOOKUP($AO79,Data!$A$6:$A$1806,Data!$J$6:$J$1806)","v":-653},{"$f":"LOOKUP($AO79,Data!$A$6:$A$1806,Data!$K$6:$K$1806)","v":7652.79},87.9974365234375,"T+0 sec",{"$f":"$G2","v":40098.102384259262},null,null,null,null,null,null,null,null,null,null,null,null,"T+0 sec",{"$f":"$G2","v":40098.102384259262},null,null,null,null,null,null,null,null,null,null,null,null,"T+0 sec",{"$f":"$G2","v":40098.102384259262},null,null,null,null,null,null,null,null,null,null,null,null,"T+0 sec",{"$f":"$G2","v":40098.102384259262},null,null,null,null,null,null,null,null,null,null,null,null,"T+0 sec",{"$f":"$G2","v":40098.102384259262}]
["T+02 sec",{"$f":"B79+TIME(0,0,$B$1)","v":40098.102407407408},{"$f":"LOOKUP(B80,Data!$A$6:$A$1806,Data!B$6:B$1806)","v":59.852001190185547},{"$f":"LOOKUP(B80,Data!$A$6:$A$1806,Data!C$6:C$1806)","v":0},null,null,null,591.9952392578125,591.9952392578125,null,null,{"$f":"IF(B80>G$3,0,(K$21*0.000023148/K$22))","v":-5.0304637976608442},{"$f":"M79+L80+(I80-I79)","v":1375.9706348351515},{"$f":"AVERAGE(D$79:D80)","v":0},{"$f":"AVERAGE(M$79:M80)","v":1126.4869653667945},{"$f":"K20+L78-I77","v":799.76014867322203},{"$f":"AVERAGE(P$79:P80)","v":799.76014867322203},{"$f":"R$41","v":633},null,null,null,null,null,null,null,633,{"$f":"Z80/((C80-G$4)*10)","v":-332.94054609888167},null,"T+02 sec",null,null,null,null,null,null,null,null,null,null,"T+02 sec",{"$f":"AO79+TIME(0,0,$B$1)","v":40098.102407407408},{"$f":"LOOKUP($AO80,Data!$A$6:$A$1806,Data!$B$6:$B$1806)","v":59.852001190185547},{"$f":"LOOKUP($AO80,Data!$A$6:$A$1806,Data!$C$6:$C$1806)","v":0},{"$f":"LOOKUP($AO80,Data!$A$6:$A$1806,Data!$D$6:$D$1806)","v":0},{"$f":"IF($AS$1=\"+\",LOOKUP($AO80,Data!$A$6:$A$1806,Data!$E$6:$E$1806)*-1,LOOKUP($AO80,Data!$A$6:$A$1806,Data!$E$6:$E$1806))","v":-206.4591064453125},{"$f":"LOOKUP($AO80,Data!$A$6:$A$1806,Data!$F$6:$F$1806)","v":0},{"$f":"LOOKUP($AO80,Data!$A$6:$A$1806,Data!$G$6:$G$1806)","v":0},{"$f":"LOOKUP($AO80,Data!$A$6:$A$1806,Data!$H$6:$H$1806)","v":0},{"$f":"LOOKUP($AO80,Data!$A$6:$A$1806,Data!$I$6:$I$1806)","v":0},{"$f":"LOOKUP($AO80,Data!$A$6:$A$1806,Data!$J$6:$J$1806)","v":-653},{"$f":"LOOKUP($AO80,Data!$A$6:$A$1806,Data!$K$6:$K$1806)","v":7616},591.9952392578125,"T+02 sec",{"$f":"BB79+TIME(0,0,$B$1)","v":40098.102407407408},null,null,null,null,null,null,null,null,null,null,null,null,"T+02 sec",{"$f":"BP79+TIME(0,0,$B$1)","v":40098.102407407408},null,null,null,null,null,null,null,null,null,null,null,null,"T+02 sec",{"$f":"CD79+TIME(0,0,$B$1)","v":40098.102407407408},null,null,null,null,null,null,null,null,null,null,null,null,"T+02 sec",{"$f":"CR79+TIME(0,0,$B$1)","v":40098.102407407408},null,null,null,null,null,null,null,null,null,null,null,null,"T+02 sec",{"$f":"DF79+TIME(0,0,$B$1)","v":40098.102407407408}]
["T+04 sec",{"$f":"B80+TIME(0,0,$B$1)","v":40098.102430555555},{"$f":"LOOKUP(B81,Data!$A$6:$A$1806,Data!B$6:B$1806)","v":59.83599853515625},{"$f":"LOOKUP(B81,Data!$A$6:$A$1806,Data!C$6:C$1806)","v":0},null,null,null,656.005859375,656.005859375,null,null,-5.0304637976608442,1434.9507911546782,{"$f":"AVERAGE(D$79:D81)","v":0},{"$f":"AVERAGE(M$79:M81)","v":1229.3082406294225},{"$f":"P80+L81","v":794.72968487556113},{"$f":"AVERAGE(P$79:P81)","v":797.24491677439164},{"$f":"R$41","v":633},null,null,null,null,null,null,null,633,-307.09269152561194,null,"T+04 sec",null,null,null,null,null,null,null,null,null,null,"T+04 sec",{"$f":"AO80+TIME(0,0,$B$1)","v":40098.102430555555},{"$f":"LOOKUP($AO81,Data!$A$6:$A$1806,Data!$B$6:$B$1806)","v":59.83599853515625},{"$f":"LOOKUP($AO81,Data!$A$6:$A$1806,Data!$C$6:$C$1806)","v":0},{"$f":"LOOKUP($AO81,Data!$A$6:$A$1806,Data!$D$6:$D$1806)","v":0},{"$f":"IF($AS$1=\"+\",LOOKUP($AO81,Data!$A$6:$A$1806,Data!$E$6:$E$1806)*-1,LOOKUP($AO81,Data!$A$6:$A$1806,Data!$E$6:$E$1806))","v":-206.4591064453125},{"$f":"LOOKUP($AO81,Data!$A$6:$A$1806,Data!$F$6:$F$1806)","v":0},{"$f":"LOOKUP($AO81,Data!$A$6:$A$1806,Data!$G$6:$G$1806)","v":0},{"$f":"LOOKUP($AO81,Data!$A$6:$A$1806,Data!$H$6:$H$1806)","v":0},{"$f":"LOOKUP($AO81,Data!$A$6:$A$1806,Data!$I$6:$I$1806)","v":0},{"$f":"LOOKUP($AO81,Data!$A$6:$A$1806,Data!$J$6:$J$1806)","v":-653},{"$f":"LOOKUP($AO81,Data!$A$6:$A$1806,Data!$K$6:$K$1806)","v":7626},656.005859375,"T+04 sec",{"$f":"BB80+TIME(0,0,$B$1)","v":40098.102430555555},null,null,null,null,null,null,null,null,null,null,null,null,"T+04 sec",{"$f":"BP80+TIME(0,0,$B$1)","v":40098.102430555555},null,null,null,null,null,null,null,null,null,null,null,null,"T+04 sec",{"$f":"CD80+TIME(0,0,$B$1)","v":40098.102430555555},null,null,null,null,null,null,null,null,null,null,null,null,"T+04 sec",{"$f":"CR80+TIME(0,0,$B$1)","v":40098.102430555555},null,null,null,null,null,null,null,null,null,null,null,null,"T+04 sec",{"$f":"DF80+TIME(0,0,$B$1)","v":40098.102430555555}]
["T+06 sec",40098.102453703701,{"$f":"LOOKUP(B82,Data!$A$6:$A$1806,Data!B$6:B$1806)","v":59.868999481201172},{"$f":"LOOKUP(B82,Data!$A$6:$A$1806,Data!C$6:C$1806)","v":0},null,null,null,524.0020751953125,524.0020751953125,null,null,-5.0304637976608442,1297.9165431773299,{"$f":"AVERAGE(D$79:D82)","v":0},{"$f":"AVERAGE(M$79:M82)","v":1246.4603162663993},{"$f":"P81+L82","v":789.69922107790023},{"$f":"AVERAGE(P$79:P82)","v":794.72968487556125},633,null,null,null,null,null,null,0,633,-365.63019795026315,null,"T+06 sec",null,null,null,null,null,null,null,null,null,null,"T+06 sec",40098.102453703701,{"$f":"LOOKUP($AO82,Data!$A$6:$A$1806,Data!$B$6:$B$1806)","v":59.868999481201172},{"$f":"LOOKUP($AO82,Data!$A$6:$A$1806,Data!$C$6:$C$1806)","v":0},{"$f":"LOOKUP($AO82,Data!$A$6:$A$1806,Data!$D$6:$D$1806)","v":0},{"$f":"IF($AS$1=\"+\",LOOKUP($AO82,Data!$A$6:$A$1806,Data!$E$6:$E$1806)*-1,LOOKUP($AO82,Data!$A$6:$A$1806,Data!$E$6:$E$1806))","v":-206.4591064453125},{"$f":"LOOKUP($AO82,Data!$A$6:$A$1806,Data!$F$6:$F$1806)","v":0},{"$f":"LOOKUP($AO82,Data!$A$6:$A$1806,Data!$G$6:$G$1806)","v":0},{"$f":"LOOKUP($AO82,Data!$A$6:$A$1806,Data!$H$6:$H$1806)","v":0},{"$f":"LOOKUP($AO82,Data!$A$6:$A$1806,Data!$I$6:$I$1806)","v":0},{"$f":"LOOKUP($AO82,Data!$A$6:$A$1806,Data!$J$6:$J$1806)","v":-653},{"$f":"LOOKUP($AO82,Data!$A$6:$A$1806,Data!$K$6:$K$1806)","v":7632},524.0020751953125,"T+06 sec",40098.102453703701,null,null,null,null,null,null,null,null,null,null,null,null,"T+06 sec",40098.102453703701,null,null,null,null,null,null,null,null,null,null,null,null,"T+06 sec",40098.102453703701,null,null,null,null,null,null,null,null,null,null,null,null,"T+06 sec",40098.102453703701,null,null,null,null,null,null,null,null,null,null,null,null,"T+06 sec",40098.102453703701]
["T+08 sec",40098.102476851847,{"$f":"LOOKUP(B83,Data!$A$6:$A$1806,Data!B$6:B$1806)","v":59.868999481201172},{"$f":"LOOKUP(B83,Data!$A$6:$A$1806,Data!C$6:C$1806)","v":0},null,null,null,524.0020751953125,524.0020751953125,null,null,-5.0304637976608442,1292.8860793796691,{"$f":"AVERAGE(D$79:D83)","v":0},{"$f":"AVERAGE(M$79:M83)","v":1255.7454688890534},784.66875728023933,{"$f":"AVERAGE(P$79:P83)","v":792.21445297673074},633,null,null,null,null,null,null,0,633,-365.63019795026315,null,"T+08 sec",null,null,null,null,null,null,null,null,null,null,"T+08 sec",40098.102476851847,{"$f":"LOOKUP($AO83,Data!$A$6:$A$1806,Data!$B$6:$B$1806)","v":59.868999481201172},{"$f":"LOOKUP($AO83,Data!$A$6:$A$1806,Data!$C$6:$C$1806)","v":0},{"$f":"LOOKUP($AO83,Data!$A$6:$A$1806,Data!$D$6:$D$1806)","v":0},{"$f":"IF($AS$1=\"+\",LOOKUP($AO83,Data!$A$6:$A$1806,Data!$E$6:$E$1806)*-1,LOOKUP($AO83,Data!$A$6:$A$1806,Data!$E$6:$E$1806))","v":-206.4591064453125},{"$f":"LOOKUP($AO83,Data!$A$6:$A$1806,Data!$F$6:$F$1806)","v":0},{"$f":"LOOKUP($AO83,Data!$A$6:$A$1806,Data!$G$6:$G$1806)","v":0},{"$f":"LOOKUP($AO83,Data!$A$6:$A$1806,Data!$H$6:$H$1806)","v":0},{"$f":"LOOKUP($AO83,Data!$A$6:$A$1806,Data!$I$6:$I$1806)","v":0},{"$f":"LOOKUP($AO83,Data!$A$6:$A$1806,Data!$J$6:$J$1806)","v":-653},{"$f":"LOOKUP($AO83,Data!$A$6:$A$1806,Data!$K$6:$K$1806)","v":7632},524.0020751953125,"T+08 sec",40098.102476851847,null,null,null,null,null,null,null,null,null,null,null,null,"T+08 sec",40098.102476851847,null,null,null,null,null,null,null,null,null,null,null,null,"T+08 sec",40098.102476851847,null,null,null,null,null,null,null,null,null,null,null,null,"T+08 sec",40098.102476851847,null,null,null,null,null,null,null,null,null,null,null,null,"T+08 sec",40098.102476851847]
["T+10 sec",40098.102499999994,{"$f":"LOOKUP(B84,Data!$A$6:$A$1806,Data!B$6:B$1806)","v":59.891998291015625},{"$f":"LOOKUP(B84,Data!$A$6:$A$1806,Data!C$6:C$1806)","v":0},null,null,null,432.0068359375,432.0068359375,null,null,-5.0304637976608442,1195.8603763241958,{"$f":"AVERAGE(D$79:D84)","v":0},{"$f":"AVERAGE(M$79:M84)","v":1245.7646201282439},779.63829348257843,{"$f":"AVERAGE(P$79:P84)","v":789.69922107790023},633,null,null,null,null,null,null,0,633,-421.6431941404972,null,"T+10 sec",null,null,null,null,null,null,null,null,null,null,"T+10 sec",40098.102499999994,{"$f":"LOOKUP($AO84,Data!$A$6:$A$1806,Data!$B$6:$B$1806)","v":59.891998291015625},{"$f":"LOOKUP($AO84,Data!$A$6:$A$1806,Data!$C$6:$C$1806)","v":0},{"$f":"LOOKUP($AO84,Data!$A$6:$A$1806,Data!$D$6:$D$1806)","v":0},{"$f":"IF($AS$1=\"+\",LOOKUP($AO84,Data!$A$6:$A$1806,Data!$E$6:$E$1806)*-1,LOOKUP($AO84,Data!$A$6:$A$1806,Data!$E$6:$E$1806))","v":-206.4591064453125},{"$f":"LOOKUP($AO84,Data!$A$6:$A$1806,Data!$F$6:$F$1806)","v":0},{"$f":"LOOKUP($AO84,Data!$A$6:$A$1806,Data!$G$6:$G$1806)","v":0},{"$f":"LOOKUP($AO84,Data!$A$6:$A$1806,Data!$H$6:$H$1806)","v":0},{"$f":"LOOKUP($AO84,Data!$A$6:$A$1806,Data!$I$6:$I$1806)","v":0},{"$f":"LOOKUP($AO84,Data!$A$6:$A$1806,Data!$J$6:$J$1806)","v":-653},{"$f":"LOOKUP($AO84,Data!$A$6:$A$1806,Data!$K$6:$K$1806)","v":7632},432.0068359375,"T+10 sec",40098.102499999994,null,null,null,null,null,null,null,null,null,null,null,null,"T+10 sec",40098.102499999994,null,null,null,null,null,null,null,null,null,null,null,null,"T+10 sec",40098.102499999994,null,null,null,null,null,null,null,null,null,null,null,null,"T+10 sec",40098.102499999994,null,null,null,null,null,null,null,null,null,null,null,null,"T+10 sec",40098.102499999994]
["T+12 sec",40098.10252314814,{"$f":"LOOKUP(B85,Data!$A$6:$A$1806,Data!B$6:B$1806)","v":59.890998840332031},{"$f":"LOOKUP(B85,Data!$A$6:$A$1806,Data!C$6:C$1806)","v":0},null,null,null,436.004638671875,436.004638671875,null,null,-5.0304637976608442,1194.8277152609101,{"$f":"AVERAGE(D$79:D85)","v":0},{"$f":"AVERAGE(M$79:M85)","v":1238.4879194329103},774.60782968491753,{"$f":"AVERAGE(P$79:P85)","v":787.18398917906973},633,null,null,null,null,null,null,0,633,-418.85472289270672,null,"T+12 sec",{"$f":"AVERAGE($C$85:$C$91)","v":59.88257162911551},{"$f":"AVERAGE($AA$85:$AA$91)","v":-397.19960544267985},null,null,null,null,null,null,null,null,"T+12 sec",40098.10252314814,{"$f":"LOOKUP($AO85,Data!$A$6:$A$1806,Data!$B$6:$B$1806)","v":59.890998840332031},{"$f":"LOOKUP($AO85,Data!$A$6:$A$1806,Data!$C$6:$C$1806)","v":0},{"$f":"LOOKUP($AO85,Data!$A$6:$A$1806,Data!$D$6:$D$1806)","v":0},{"$f":"IF($AS$1=\"+\",LOOKUP($AO85,Data!$A$6:$A$1806,Data!$E$6:$E$1806)*-1,LOOKUP($AO85,Data!$A$6:$A$1806,Data!$E$6:$E$1806))","v":-211.25604248046875},{"$f":"LOOKUP($AO85,Data!$A$6:$A$1806,Data!$F$6:$F$1806)","v":0},{"$f":"LOOKUP($AO85,Data!$A$6:$A$1806,Data!$G$6:$G$1806)","v":0},{"$f":"LOOKUP($AO85,Data!$A$6:$A$1806,Data!$H$6:$H$1806)","v":0},{"$f":"LOOKUP($AO85,Data!$A$6:$A$1806,Data!$I$6:$I$1806)","v":0},{"$f":"LOOKUP($AO85,Data!$A$6:$A$1806,Data!$J$6:$J$1806)","v":-653},{"$f":"LOOKUP($AO85,Data!$A$6:$A$1806,Data!$K$6:$K$1806)","v":7632},436.004638671875,"T+12 sec",40098.10252314814,{"$f":"AVERAGE($AP$85:$AP$91)","v":59.88257162911551},{"$f":"AVERAGE($AQ$85:$AQ$91)","v":0},{"$f":"AVERAGE($AR$85:$AR$91)","v":0},{"$f":"AVERAGE($AS$85:$AS$91)","v":-212.13908604213171},{"$f":"AVERAGE($AT$85:$AT$91)","v":0},{"$f":"AVERAGE($AU$85:$AU$91)","v":0},{"$f":"AVERAGE($AV$85:$AV$91)","v":0},{"$f":"AVERAGE($AW$85:$AW$91)","v":0},{"$f":"AVERAGE($AX$85:$AX$91)","v":-653},{"$f":"AVERAGE($AY$85:$AY$91)","v":7632},{"$f":"AVERAGE($AZ$85:$AZ$91)","v":469.71348353794644},{"$f":"BG$7+BG$14","v":1224.4111761365618},"T+12 sec",40098.10252314814,null,null,null,null,null,null,null,null,null,null,null,null,"T+12 sec",40098.10252314814,null,null,null,null,null,null,null,null,null,null,null,null,"T+12 sec",40098.10252314814,null,null,null,null,null,null,null,null,null,null,null,null,"T+12 sec",40098.10252314814]
["T+14 sec",40098.102546296286,{"$f":"LOOKUP(B86,Data!$A$6:$A$1806,Data!B$6:B$1806)","v":59.880001068115234},{"$f":"LOOKUP(B86,Data!$A$6:$A$1806,Data!C$6:C$1806)","v":0},null,null,null,479.9957275390625,479.9957275390625,null,null,-5.0304637976608442,1233.7883403304368,{"$f":"AVERAGE(D$79:D86)","v":0},{"$f":"AVERAGE(M$79:M86)","v":1237.9004720451012},769.57736588725663,{"$f":"AVERAGE(P$79:P86)","v":784.66875728023933},633,null,null,null,null,null,null,0,633,-390.44150600442941,null,"T+14 sec",{"$f":"AVERAGE($C$85:$C$91)","v":59.88257162911551},{"$f":"AVERAGE($AA$85:$AA$91)","v":-397.19960544267985},null,null,null,null,null,null,null,null,"T+14 sec",40098.102546296286,{"$f":"LOOKUP($AO86,Data!$A$6:$A$1806,Data!$B$6:$B$1806)","v":59.880001068115234},{"$f":"LOOKUP($AO86,Data!$A$6:$A$1806,Data!$C$6:$C$1806)","v":0},{"$f":"LOOKUP($AO86,Data!$A$6:$A$1806,Data!$D$6:$D$1806)","v":0},{"$f":"IF($AS$1=\"+\",LOOKUP($AO86,Data!$A$6:$A$1806,Data!$E$6:$E$1806)*-1,LOOKUP($AO86,Data!$A$6:$A$1806,Data!$E$6:$E$1806))","v":-211.25604248046875},{"$f":"LOOKUP($AO86,Data!$A$6:$A$1806,Data!$F$6:$F$1806)","v":0},{"$f":"LOOKUP($AO86,Data!$A$6:$A$1806,Data!$G$6:$G$1806)","v":0},{"$f":"LOOKUP($AO86,Data!$A$6:$A$1806,Data!$H$6:$H$1806)","v":0},{"$f":"LOOKUP($AO86,Data!$A$6:$A$1806,Data!$I$6:$I$1806)","v":0},{"$f":"LOOKUP($AO86,Data!$A$6:$A$1806,Data!$J$6:$J$1806)","v":-653},{"$f":"LOOKUP($AO86,Data!$A$6:$A$1806,Data!$K$6:$K$1806)","v":7632},479.9957275390625,"T+14 sec",40098.102546296286,{"$f":"AVERAGE($AP$85:$AP$91)","v":59.88257162911551},{"$f":"AVERAGE($AQ$85:$AQ$91)","v":0},{"$f":"AVERAGE($AR$85:$AR$91)","v":0},{"$f":"AVERAGE($AS$85:$AS$91)","v":-212.13908604213171},{"$f":"AVERAGE($AT$85:$AT$91)","v":0},{"$f":"AVERAGE($AU$85:$AU$91)","v":0},{"$f":"AVERAGE($AV$85:$AV$91)","v":0},{"$f":"AVERAGE($AW$85:$AW$91)","v":0},{"$f":"AVERAGE($AX$85:$AX$91)","v":-653},{"$f":"AVERAGE($AY$85:$AY$91)","v":7632},{"$f":"AVERAGE($AZ$85:$AZ$91)","v":469.71348353794644},{"$f":"BG$7+BG$14","v":1224.4111761365618},"T+14 sec",40098.102546296286,null,null,null,null,null,null,null,null,null,null,null,null,"T+14 sec",40098.102546296286,null,null,null,null,null,null,null,null,null,null,null,null,"T+14 sec",40098.102546296286,null,null,null,null,null,null,null,null,null,null,null,null,"T+14 sec",40098.102546296286]
["T+16 sec",40098.102569444432,{"$f":"LOOKUP(B87,Data!$A$6:$A$1806,Data!B$6:B$1806)","v":59.875999450683594},{"$f":"LOOKUP(B87,Data!$A$6:$A$1806,Data!C$6:C$1806)","v":0},null,null,null,496.002197265625,496.002197265625,null,null,-5.0304637976608442,1244.7643462593385,{"$f":"AVERAGE(D$79:D87)","v":0},{"$f":"AVERAGE(M$79:M87)","v":1238.663124735572},764.54690208959573,{"$f":"AVERAGE(P$79:P87)","v":782.15352538140883},633,null,null,null,null,null,null,0,633,-381.0365985344053,null,"T+16 sec",59.88257162911551,-397.19960544267985,null,null,null,null,null,null,null,null,"T+16 sec",40098.102569444432,{"$f":"LOOKUP($AO87,Data!$A$6:$A$1806,Data!$B$6:$B$1806)","v":59.875999450683594},{"$f":"LOOKUP($AO87,Data!$A$6:$A$1806,Data!$C$6:$C$1806)","v":0},{"$f":"LOOKUP($AO87,Data!$A$6:$A$1806,Data!$D$6:$D$1806)","v":0},{"$f":"IF($AS$1=\"+\",LOOKUP($AO87,Data!$A$6:$A$1806,Data!$E$6:$E$1806)*-1,LOOKUP($AO87,Data!$A$6:$A$1806,Data!$E$6:$E$1806))","v":-211.25604248046875},{"$f":"LOOKUP($AO87,Data!$A$6:$A$1806,Data!$F$6:$F$1806)","v":0},{"$f":"LOOKUP($AO87,Data!$A$6:$A$1806,Data!$G$6:$G$1806)","v":0},{"$f":"LOOKUP($AO87,Data!$A$6:$A$1806,Data!$H$6:$H$1806)","v":0},{"$f":"LOOKUP($AO87,Data!$A$6:$A$1806,Data!$I$6:$I$1806)","v":0},{"$f":"LOOKUP($AO87,Data!$A$6:$A$1806,Data!$J$6:$J$1806)","v":-653},{"$f":"LOOKUP($AO87,Data!$A$6:$A$1806,Data!$K$6:$K$1806)","v":7632},496.002197265625,"T+16 sec",40098.102569444432,59.88257162911551,0,0,-212.13908604213171,0,0,0,0,-653,7632,469.71348353794644,1224.4111761365618,"T+16 sec",40098.102569444432,null,null,null,null,null,null,null,null,null,null,null,null,"T+16 sec",40098.102569444432,null,null,null,null,null,null,null,null,null,null,null,null,"T+16 sec",40098.102569444432,null,null,null,null,null,null,null,null,null,null,null,null,"T+16 sec",40098.102569444432]
["T+18 sec",40098.102592592579,{"$f":"LOOKUP(B88,Data!$A$6:$A$1806,Data!B$6:B$1806)","v":59.875},{"$f":"LOOKUP(B88,Data!$A$6:$A$1806,Data!C$6:C$1806)","v":0},null,null,null,500,500,null,null,-5.0304637976608442,1243.7316851960527,{"$f":"AVERAGE(D$79:D88)","v":0},{"$f":"AVERAGE(M$79:M88)","v":1239.1699807816201},759.51643829193483,{"$f":"AVERAGE(P$79:P88)","v":779.63829348257832},633,null,null,null,null,null,null,0,633,-378.75790428746285,null,"T+18 sec",59.88257162911551,-397.19960544267985,{"$f":"AVERAGE($C$88:$C$94)","v":59.884428841727122},{"$f":"AVERAGE($AA$88:$AA$94)","v":-401.66999207903092},null,null,{"$f":"AVERAGE($C$88:$C$105)","v":59.88833342658149},{"$f":"AVERAGE($AA$88:$AA$105)","v":-411.99633140597354},null,null,"T+18 sec",40098.102592592579,{"$f":"LOOKUP($AO88,Data!$A$6:$A$1806,Data!$B$6:$B$1806)","v":59.875},{"$f":"LOOKUP($AO88,Data!$A$6:$A$1806,Data!$C$6:$C$1806)","v":0},{"$f":"LOOKUP($AO88,Data!$A$6:$A$1806,Data!$D$6:$D$1806)","v":0},{"$f":"IF($AS$1=\"+\",LOOKUP($AO88,Data!$A$6:$A$1806,Data!$E$6:$E$1806)*-1,LOOKUP($AO88,Data!$A$6:$A$1806,Data!$E$6:$E$1806))","v":-211.25604248046875},{"$f":"LOOKUP($AO88,Data!$A$6:$A$1806,Data!$F$6:$F$1806)","v":0},{"$f":"LOOKUP($AO88,Data!$A$6:$A$1806,Data!$G$6:$G$1806)","v":0},{"$f":"LOOKUP($AO88,Data!$A$6:$A$1806,Data!$H$6:$H$1806)","v":0},{"$f":"LOOKUP($AO88,Data!$A$6:$A$1806,Data!$I$6:$I$1806)","v":0},{"$f":"LOOKUP($AO88,Data!$A$6:$A$1806,Data!$J$6:$J$1806)","v":-653},{"$f":"LOOKUP($AO88,Data!$A$6:$A$1806,Data!$K$6:$K$1806)","v":7632},500,"T+18 sec",40098.102592592579,59.88257162911551,0,0,-212.13908604213171,0,0,0,0,-653,7632,469.71348353794644,1224.4111761365618,"T+18 sec",40098.102592592579,{"$f":"AVERAGE($AP$88:$AP$94)","v":59.884428841727122},{"$f":"AVERAGE($AQ$88:$AQ$94)","v":0},{"$f":"AVERAGE($AR$88:$AR$94)","v":0},{"$f":"AVERAGE($AS$88:$AS$94)","v":-213.4636513846261},{"$f":"AVERAGE($AT$88:$AT$94)","v":0},{"$f":"AVERAGE($AU$88:$AU$94)","v":0},{"$f":"AVERAGE($AV$88:$AV$94)","v":0},{"$f":"AVERAGE($AW$88:$AW$94)","v":0},{"$f":"AVERAGE($AX$88:$AX$94)","v":-653},{"$f":"AVERAGE($AY$88:$AY$94)","v":7632},{"$f":"AVERAGE($AZ$88:$AZ$94)","v":462.28463309151783},{"$f":"BU$7+BU$14","v":1215.6577603476389},"T+18 sec",40098.102592592579,null,null,null,null,null,null,null,null,null,null,null,null,"T+18 sec",40098.102592592579,{"$f":"AVERAGE($AP$88:$AP$105)","v":59.88833342658149},{"$f":"AVERAGE($AQ$88:$AQ$105)","v":0},{"$f":"AVERAGE($AR$88:$AR$105)","v":0},{"$f":"AVERAGE($AS$88:$AS$105)","v":-213.96817694769965},{"$f":"AVERAGE($AT$88:$AT$105)","v":0},{"$f":"AVERAGE($AU$88:$AU$105)","v":0},{"$f":"AVERAGE($AV$88:$AV$105)","v":0},{"$f":"AVERAGE($AW$88:$AW$105)","v":0},{"$f":"AVERAGE($AX$88:$AX$105)","v":-653},{"$f":"AVERAGE($AY$88:$AY$105)","v":7632},{"$f":"AVERAGE($AZ$88:$AZ$105)","v":446.66629367404516},{"$f":"CW$7+CW$14","v":1199.5348953670925},"T+18 sec",40098.102592592579]
["T+20 sec",40098.102615740725,{"$f":"LOOKUP(B89,Data!$A$6:$A$1806,Data!B$6:B$1806)","v":59.882999420166016},{"$f":"LOOKUP(B89,Data!$A$6:$A$1806,Data!C$6:C$1806)","v":0},{"$f":"AVERAGE($C$89:$C$105)","v":59.889117745792163},{"$f":"AVERAGE($D$89:$D$105)","v":0},null,468.0023193359375,468.0023193359375,null,{"$f":"G$19+G$7","v":1245.0299170998965},-5.0304637976608442,1206.7035407343294,{"$f":"AVERAGE(D$79:D89)","v":0},{"$f":"AVERAGE(M$79:M89)","v":1236.2184862318666},754.48597449427393,{"$f":"AVERAGE(P$79:P89)","v":777.12306158374793},633,null,null,null,null,null,null,0,633,-397.79845914578783,{"$f":"AVERAGE(AA$89:AA$105)","v":-413.95153300118005},"T+20 sec",59.88257162911551,-397.19960544267985,{"$f":"AVERAGE($C$88:$C$94)","v":59.884428841727122},{"$f":"AVERAGE($AA$88:$AA$94)","v":-401.66999207903092},{"$f":"AVERAGE($E$89:$E$99)","v":59.889117745792184},{"$f":"AVERAGE($AA$89:$AA$99)","v":-414.40454165799855},{"$f":"AVERAGE($C$88:$C$105)","v":59.88833342658149},{"$f":"AVERAGE($AA$88:$AA$105)","v":-411.99633140597354},{"$f":"AVERAGE($C$89:$C$105)","v":59.889117745792163},{"$f":"AVERAGE($AA$89:$AA$105)","v":-413.95153300118005},"T+20 sec",40098.102615740725,{"$f":"LOOKUP($AO89,Data!$A$6:$A$1806,Data!$B$6:$B$1806)","v":59.882999420166016},{"$f":"LOOKUP($AO89,Data!$A$6:$A$1806,Data!$C$6:$C$1806)","v":0},{"$f":"LOOKUP($AO89,Data!$A$6:$A$1806,Data!$D$6:$D$1806)","v":0},{"$f":"IF($AS$1=\"+\",LOOKUP($AO89,Data!$A$6:$A$1806,Data!$E$6:$E$1806)*-1,LOOKUP($AO89,Data!$A$6:$A$1806,Data!$E$6:$E$1806))","v":-211.25604248046875},{"$f":"LOOKUP($AO89,Data!$A$6:$A$1806,Data!$F$6:$F$1806)","v":0},{"$f":"LOOKUP($AO89,Data!$A$6:$A$1806,Data!$G$6:$G$1806)","v":0},{"$f":"LOOKUP($AO89,Data!$A$6:$A$1806,Data!$H$6:$H$1806)","v":0},{"$f":"LOOKUP($AO89,Data!$A$6:$A$1806,Data!$I$6:$I$1806)","v":0},{"$f":"LOOKUP($AO89,Data!$A$6:$A$1806,Data!$J$6:$J$1806)","v":-653},{"$f":"LOOKUP($AO89,Data!$A$6:$A$1806,Data!$K$6:$K$1806)","v":7632},468.0023193359375,"T+20 sec",40098.102615740725,59.88257162911551,0,0,-212.13908604213171,0,0,0,0,-653,7632,469.71348353794644,1224.4111761365618,"T+20 sec",40098.102615740725,{"$f":"AVERAGE($AP$88:$AP$94)","v":59.884428841727122},{"$f":"AVERAGE($AQ$88:$AQ$94)","v":0},{"$f":"AVERAGE($AR$88:$AR$94)","v":0},{"$f":"AVERAGE($AS$88:$AS$94)","v":-213.4636513846261},{"$f":"AVERAGE($AT$88:$AT$94)","v":0},{"$f":"AVERAGE($AU$88:$AU$94)","v":0},{"$f":"AVERAGE($AV$88:$AV$94)","v":0},{"$f":"AVERAGE($AW$88:$AW$94)","v":0},{"$f":"AVERAGE($AX$88:$AX$94)","v":-653},{"$f":"AVERAGE($AY$88:$AY$94)","v":7632},{"$f":"AVERAGE($AZ$88:$AZ$94)","v":462.28463309151783},{"$f":"BU$7+BU$14","v":1215.6577603476389},"T+20 sec",40098.102615740725,{"$f":"AVERAGE($AP$89:$AP$99)","v":59.889273210005328},{"$f":"AVERAGE($AQ$89:$AQ$99)","v":0},{"$f":"AVERAGE($AR$89:$AR$99)","v":0},{"$f":"AVERAGE($AS$89:$AS$99)","v":-213.07754655317828},{"$f":"AVERAGE($AT$89:$AT$99)","v":0},{"$f":"AVERAGE($AU$89:$AU$99)","v":0},{"$f":"AVERAGE($AV$89:$AV$99)","v":0},{"$f":"AVERAGE($AW$89:$AW$99)","v":0},{"$f":"AVERAGE($AX$89:$AX$99)","v":-653},{"$f":"AVERAGE($AY$89:$AY$99)","v":7632},{"$f":"AVERAGE($AZ$89:$AZ$99)","v":442.90715997869319},{"$f":"CI$7+CI$14","v":1196.666392066262},"T+20 sec",40098.102615740725,{"$f":"AVERAGE($AP$88:$AP$105)","v":59.88833342658149},{"$f":"AVERAGE($AQ$88:$AQ$105)","v":0},{"$f":"AVERAGE($AR$88:$AR$105)","v":0},{"$f":"AVERAGE($AS$88:$AS$105)","v":-213.96817694769965},{"$f":"AVERAGE($AT$88:$AT$105)","v":0},{"$f":"AVERAGE($AU$88:$AU$105)","v":0},{"$f":"AVERAGE($AV$88:$AV$105)","v":0},{"$f":"AVERAGE($AW$88:$AW$105)","v":0},{"$f":"AVERAGE($AX$88:$AX$105)","v":-653},{"$f":"AVERAGE($AY$88:$AY$105)","v":7632},{"$f":"AVERAGE($AZ$88:$AZ$105)","v":446.66629367404516},{"$f":"CW$7+CW$14","v":1199.5348953670925},"T+20 sec",40098.102615740725,{"$f":"AVERAGE($AP$89:$AP$105)","v":59.889117745792163},{"$f":"AVERAGE($AQ$89:$AQ$105)","v":0},{"$f":"AVERAGE($AR$89:$AR$105)","v":0},{"$f":"AVERAGE($AS$89:$AS$105)","v":-214.12771426930146},{"$f":"AVERAGE($AT$89:$AT$105)","v":0},{"$f":"AVERAGE($AU$89:$AU$105)","v":0},{"$f":"AVERAGE($AV$89:$AV$105)","v":0},{"$f":"AVERAGE($AW$89:$AW$105)","v":0},{"$f":"AVERAGE($AX$89:$AX$105)","v":-653},{"$f":"AVERAGE($AY$89:$AY$105)","v":7632},{"$f":"AVERAGE($AZ$89:$AZ$105)","v":443.52901683134189},{"$f":"DK$7+DK$14","v":1196.2380812027875}]
["T+22 sec",40098.102638888871,{"$f":"LOOKUP(B90,Data!$A$6:$A$1806,Data!B$6:B$1806)","v":59.887001037597656},{"$f":"LOOKUP(B90,Data!$A$6:$A$1806,Data!C$6:C$1806)","v":0},{"$f":"AVERAGE($C$89:$C$105)","v":59.889117745792163},{"$f":"AVERAGE($D$89:$D$105)","v":0},null,451.995849609375,451.995849609375,null,{"$f":"G$19+G$7","v":1245.0299170998965},-5.0304637976608442,1185.6666072101061,{"$f":"AVERAGE(D$79:D90)","v":0},{"$f":"AVERAGE(M$79:M90)","v":1232.0058296467198},749.45551069661303,{"$f":"AVERAGE(P$79:P90)","v":774.60782968491742},633,null,null,null,null,null,null,0,633,-408.06015510929274,{"$f":"AVERAGE(AA$89:AA$105)","v":-413.95153300118005},"T+22 sec",59.88257162911551,-397.19960544267985,{"$f":"AVERAGE($C$88:$C$94)","v":59.884428841727122},-401.66999207903092,{"$f":"AVERAGE($E$89:$E$99)","v":59.889117745792184},{"$f":"AVERAGE($AA$89:$AA$99)","v":-414.40454165799855},59.88833342658149,-411.99633140597354,{"$f":"AVERAGE($C$89:$C$105)","v":59.889117745792163},{"$f":"AVERAGE($AA$89:$AA$105)","v":-413.95153300118005},"T+22 sec",40098.102638888871,{"$f":"LOOKUP($AO90,Data!$A$6:$A$1806,Data!$B$6:$B$1806)","v":59.887001037597656},{"$f":"LOOKUP($AO90,Data!$A$6:$A$1806,Data!$C$6:$C$1806)","v":0},{"$f":"LOOKUP($AO90,Data!$A$6:$A$1806,Data!$D$6:$D$1806)","v":0},{"$f":"IF($AS$1=\"+\",LOOKUP($AO90,Data!$A$6:$A$1806,Data!$E$6:$E$1806)*-1,LOOKUP($AO90,Data!$A$6:$A$1806,Data!$E$6:$E$1806))","v":-214.34669494628906},{"$f":"LOOKUP($AO90,Data!$A$6:$A$1806,Data!$F$6:$F$1806)","v":0},{"$f":"LOOKUP($AO90,Data!$A$6:$A$1806,Data!$G$6:$G$1806)","v":0},{"$f":"LOOKUP($AO90,Data!$A$6:$A$1806,Data!$H$6:$H$1806)","v":0},{"$f":"LOOKUP($AO90,Data!$A$6:$A$1806,Data!$I$6:$I$1806)","v":0},{"$f":"LOOKUP($AO90,Data!$A$6:$A$1806,Data!$J$6:$J$1806)","v":-653},{"$f":"LOOKUP($AO90,Data!$A$6:$A$1806,Data!$K$6:$K$1806)","v":7632},451.995849609375,"T+22 sec",40098.102638888871,59.88257162911551,0,0,-212.13908604213171,0,0,0,0,-653,7632,469.71348353794644,1224.4111761365618,"T+22 sec",40098.102638888871,59.884428841727122,0,0,-213.4636513846261,0,0,0,0,-653,7632,462.28463309151783,1215.6577603476389,"T+22 sec",40098.102638888871,{"$f":"AVERAGE($AP$89:$AP$99)","v":59.889273210005328},{"$f":"AVERAGE($AQ$89:$AQ$99)","v":0},{"$f":"AVERAGE($AR$89:$AR$99)","v":0},{"$f":"AVERAGE($AS$89:$AS$99)","v":-213.07754655317828},{"$f":"AVERAGE($AT$89:$AT$99)","v":0},{"$f":"AVERAGE($AU$89:$AU$99)","v":0},{"$f":"AVERAGE($AV$89:$AV$99)","v":0},{"$f":"AVERAGE($AW$89:$AW$99)","v":0},{"$f":"AVERAGE($AX$89:$AX$99)","v":-653},{"$f":"AVERAGE($AY$89:$AY$99)","v":7632},{"$f":"AVERAGE($AZ$89:$AZ$99)","v":442.90715997869319},{"$f":"CI$7+CI$14","v":1196.666392066262},"T+22 sec",40098.102638888871,59.88833342658149,0,0,-213.96817694769965,0,0,0,0,-653,7632,446.66629367404516,1199.5348953670925,"T+22 sec",40098.102638888871,{"$f":"AVERAGE($AP$89:$AP$105)","v":59.889117745792163},{"$f":"AVERAGE($AQ$89:$AQ$105)","v":0},{"$f":"AVERAGE($AR$89:$AR$105)","v":0},{"$f":"AVERAGE($AS$89:$AS$105)","v":-214.12771426930146},{"$f":"AVERAGE($AT$89:$AT$105)","v":0},{"$f":"AVERAGE($AU$89:$AU$105)","v":0},{"$f":"AVERAGE($AV$89:$AV$105)","v":0},{"$f":"AVERAGE($AW$89:$AW$105)","v":0},{"$f":"AVERAGE($AX$89:$AX$105)","v":-653},{"$f":"AVERAGE($AY$89:$AY$105)","v":7632},{"$f":"AVERAGE($AZ$89:$AZ$105)","v":443.52901683134189},{"$f":"DK$7+DK$14","v":1196.2380812027875}]
["T+24 sec",40098.102662037018,{"$f":"LOOKUP(B91,Data!$A$6:$A$1806,Data!B$6:B$1806)","v":59.886001586914063},{"$f":"LOOKUP(B91,Data!$A$6:$A$1806,Data!C$6:C$1806)","v":0},59.889117745792163,0,null,455.99365234375,455.99365234375,null,1245.0299170998965,-5.0304637976608442,1184.6339461468203,{"$f":"AVERAGE(D$79:D91)","v":0},{"$f":"AVERAGE(M$79:M91)","v":1228.361838608266},744.42504689895213,{"$f":"AVERAGE(P$79:P91)","v":772.09259778608703},633,null,null,null,null,null,null,0,633,-405.44789212467356,-413.95153300118005,"T+24 sec",59.88257162911551,-397.19960544267985,59.884428841727122,-401.66999207903092,59.889117745792184,-414.40454165799855,59.88833342658149,-411.99633140597354,59.889117745792163,-413.95153300118005,"T+24 sec",40098.102662037018,{"$f":"LOOKUP($AO91,Data!$A$6:$A$1806,Data!$B$6:$B$1806)","v":59.886001586914063},{"$f":"LOOKUP($AO91,Data!$A$6:$A$1806,Data!$C$6:$C$1806)","v":0},{"$f":"LOOKUP($AO91,Data!$A$6:$A$1806,Data!$D$6:$D$1806)","v":0},{"$f":"IF($AS$1=\"+\",LOOKUP($AO91,Data!$A$6:$A$1806,Data!$E$6:$E$1806)*-1,LOOKUP($AO91,Data!$A$6:$A$1806,Data!$E$6:$E$1806))","v":-214.34669494628906},{"$f":"LOOKUP($AO91,Data!$A$6:$A$1806,Data!$F$6:$F$1806)","v":0},{"$f":"LOOKUP($AO91,Data!$A$6:$A$1806,Data!$G$6:$G$1806)","v":0},{"$f":"LOOKUP($AO91,Data!$A$6:$A$1806,Data!$H$6:$H$1806)","v":0},{"$f":"LOOKUP($AO91,Data!$A$6:$A$1806,Data!$I$6:$I$1806)","v":0},{"$f":"LOOKUP($AO91,Data!$A$6:$A$1806,Data!$J$6:$J$1806)","v":-653},{"$f":"LOOKUP($AO91,Data!$A$6:$A$1806,Data!$K$6:$K$1806)","v":7632},455.99365234375,"T+24 sec",40098.102662037018,59.88257162911551,0,0,-212.13908604213171,0,0,0,0,-653,7632,469.71348353794644,1224.4111761365618,"T+24 sec",40098.102662037018,59.884428841727122,0,0,-213.4636513846261,0,0,0,0,-653,7632,462.28463309151783,1215.6577603476389,"T+24 sec",40098.102662037018,59.889273210005328,0,0,-213.07754655317828,0,0,0,0,-653,7632,442.90715997869319,1196.666392066262,"T+24 sec",40098.102662037018,59.88833342658149,0,0,-213.96817694769965,0,0,0,0,-653,7632,446.66629367404516,1199.5348953670925,"T+24 sec",40098.102662037018,59.889117745792163,0,0,-214.12771426930146,0,0,0,0,-653,7632,443.52901683134189,1196.2380812027875]
["T+26 sec",40098.102685185164,{"$f":"LOOKUP(B92,Data!$A$6:$A$1806,Data!B$6:B$1806)","v":59.884998321533203},{"$f":"LOOKUP(B92,Data!$A$6:$A$1806,Data!C$6:C$1806)","v":0},59.889117745792163,0,null,460.0067138671875,460.0067138671875,null,1245.0299170998965,-5.0304637976608442,1183.616543872597,{"$f":"AVERAGE(D$79:D92)","v":0},{"$f":"AVERAGE(M$79:M92)","v":1225.1657461271468},739.39458310129123,{"$f":"AVERAGE(P$79:P92)","v":769.57736588725663},633,null,null,null,null,null,null,0,633,-402.85908126693755,-413.95153300118005,"T+26 sec",null,null,59.884428841727122,-401.66999207903092,59.889117745792184,-414.40454165799855,59.88833342658149,-411.99633140597354,59.889117745792163,-413.95153300118005,"T+26 sec",40098.102685185164,{"$f":"LOOKUP($AO92,Data!$A$6:$A$1806,Data!$B$6:$B$1806)","v":59.884998321533203},{"$f":"LOOKUP($AO92,Data!$A$6:$A$1806,Data!$C$6:$C$1806)","v":0},{"$f":"LOOKUP($AO92,Data!$A$6:$A$1806,Data!$D$6:$D$1806)","v":0},{"$f":"IF($AS$1=\"+\",LOOKUP($AO92,Data!$A$6:$A$1806,Data!$E$6:$E$1806)*-1,LOOKUP($AO92,Data!$A$6:$A$1806,Data!$E$6:$E$1806))","v":-214.34669494628906},{"$f":"LOOKUP($AO92,Data!$A$6:$A$1806,Data!$F$6:$F$1806)","v":0},{"$f":"LOOKUP($AO92,Data!$A$6:$A$1806,Data!$G$6:$G$1806)","v":0},{"$f":"LOOKUP($AO92,Data!$A$6:$A$1806,Data!$H$6:$H$1806)","v":0},{"$f":"LOOKUP($AO92,Data!$A$6:$A$1806,Data!$I$6:$I$1806)","v":0},{"$f":"LOOKUP($AO92,Data!$A$6:$A$1806,Data!$J$6:$J$1806)","v":-653},{"$f":"LOOKUP($AO92,Data!$A$6:$A$1806,Data!$K$6:$K$1806)","v":7632},460.0067138671875,"T+26 sec",40098.102685185164,null,null,null,null,null,null,null,null,null,null,null,null,"T+26 sec",40098.102685185164,59.884428841727122,0,0,-213.4636513846261,0,0,0,0,-653,7632,462.28463309151783,1215.6577603476389,"T+26 sec",40098.102685185164,59.889273210005328,0,0,-213.07754655317828,0,0,0,0,-653,7632,442.90715997869319,1196.666392066262,"T+26 sec",40098.102685185164,59.88833342658149,0,0,-213.96817694769965,0,0,0,0,-653,7632,446.66629367404516,1199.5348953670925,"T+26 sec",40098.102685185164,59.889117745792163,0,0,-214.12771426930146,0,0,0,0,-653,7632,443.52901683134189,1196.2380812027875]
["T+28 sec",40098.10270833331,{"$f":"LOOKUP(B93,Data!$A$6:$A$1806,Data!B$6:B$1806)","v":59.887001037597656},{"$f":"LOOKUP(B93,Data!$A$6:$A$1806,Data!C$6:C$1806)","v":0},59.889117745792163,0,null,451.995849609375,451.995849609375,null,1245.0299170998965,-5.0304637976608442,1170.5752158171238,{"$f":"AVERAGE(D$79:D93)","v":0},{"$f":"AVERAGE(M$79:M93)","v":1221.526377439812},734.36411930363033,{"$f":"AVERAGE(P$79:P93)","v":767.06213398842624},633,null,null,null,null,null,null,0,633,-408.06015510929274,-413.95153300118005,"T+28 sec",null,null,59.884428841727122,-401.66999207903092,59.889117745792184,-414.40454165799855,59.88833342658149,-411.99633140597354,59.889117745792163,-413.95153300118005,"T+28 sec",40098.10270833331,{"$f":"LOOKUP($AO93,Data!$A$6:$A$1806,Data!$B$6:$B$1806)","v":59.887001037597656},{"$f":"LOOKUP($AO93,Data!$A$6:$A$1806,Data!$C$6:$C$1806)","v":0},{"$f":"LOOKUP($AO93,Data!$A$6:$A$1806,Data!$D$6:$D$1806)","v":0},{"$f":"IF($AS$1=\"+\",LOOKUP($AO93,Data!$A$6:$A$1806,Data!$E$6:$E$1806)*-1,LOOKUP($AO93,Data!$A$6:$A$1806,Data!$E$6:$E$1806))","v":-214.34669494628906},{"$f":"LOOKUP($AO93,Data!$A$6:$A$1806,Data!$F$6:$F$1806)","v":0},{"$f":"LOOKUP($AO93,Data!$A$6:$A$1806,Data!$G$6:$G$1806)","v":0},{"$f":"LOOKUP($AO93,Data!$A$6:$A$1806,Data!$H$6:$H$1806)","v":0},{"$f":"LOOKUP($AO93,Data!$A$6:$A$1806,Data!$I$6:$I$1806)","v":0},{"$f":"LOOKUP($AO93,Data!$A$6:$A$1806,Data!$J$6:$J$1806)","v":-653},{"$f":"LOOKUP($AO93,Data!$A$6:$A$1806,Data!$K$6:$K$1806)","v":7632},451.995849609375,"T+28 sec",40098.10270833331,null,null,null,null,null,null,null,null,null,null,null,null,"T+28 sec",40098.10270833331,59.884428841727122,0,0,-213.4636513846261,0,0,0,0,-653,7632,462.28463309151783,1215.6577603476389,"T+28 sec",40098.10270833331,59.889273210005328,0,0,-213.07754655317828,0,0,0,0,-653,7632,442.90715997869319,1196.666392066262,"T+28 sec",40098.10270833331,59.88833342658149,0,0,-213.96817694769965,0,0,0,0,-653,7632,446.66629367404516,1199.5348953670925,"T+28 sec",40098.10270833331,59.889117745792163,0,0,-214.12771426930146,0,0,0,0,-653,7632,443.52901683134189,1196.2380812027875]
["T+30 sec",40098.102731481456,{"$f":"LOOKUP(B94,Data!$A$6:$A$1806,Data!B$6:B$1806)","v":59.88800048828125},{"$f":"LOOKUP(B94,Data!$A$6:$A$1806,Data!C$6:C$1806)","v":0},59.889117745792163,0,null,447.998046875,447.998046875,null,1245.0299170998965,-5.0304637976608442,1161.546949285088,{"$f":"AVERAGE(D$79:D94)","v":0},{"$f":"AVERAGE(M$79:M94)","v":1217.7776631801416},729.33365550596943,{"$f":"AVERAGE(P$79:P94)","v":764.54690208959573},633,null,null,null,null,null,null,0,633,-410.70629750976877,-413.95153300118005,"T+30 sec",null,null,59.884428841727122,-401.66999207903092,59.889117745792184,-414.40454165799855,59.88833342658149,-411.99633140597354,59.889117745792163,-413.95153300118005,"T+30 sec",40098.102731481456,{"$f":"LOOKUP($AO94,Data!$A$6:$A$1806,Data!$B$6:$B$1806)","v":59.88800048828125},{"$f":"LOOKUP($AO94,Data!$A$6:$A$1806,Data!$C$6:$C$1806)","v":0},{"$f":"LOOKUP($AO94,Data!$A$6:$A$1806,Data!$D$6:$D$1806)","v":0},{"$f":"IF($AS$1=\"+\",LOOKUP($AO94,Data!$A$6:$A$1806,Data!$E$6:$E$1806)*-1,LOOKUP($AO94,Data!$A$6:$A$1806,Data!$E$6:$E$1806))","v":-214.34669494628906},{"$f":"LOOKUP($AO94,Data!$A$6:$A$1806,Data!$F$6:$F$1806)","v":0},{"$f":"LOOKUP($AO94,Data!$A$6:$A$1806,Data!$G$6:$G$1806)","v":0},{"$f":"LOOKUP($AO94,Data!$A$6:$A$1806,Data!$H$6:$H$1806)","v":0},{"$f":"LOOKUP($AO94,Data!$A$6:$A$1806,Data!$I$6:$I$1806)","v":0},{"$f":"LOOKUP($AO94,Data!$A$6:$A$1806,Data!$J$6:$J$1806)","v":-653},{"$f":"LOOKUP($AO94,Data!$A$6:$A$1806,Data!$K$6:$K$1806)","v":7632},447.998046875,"T+30 sec",40098.102731481456,null,null,null,null,null,null,null,null,null,null,null,null,"T+30 sec",40098.102731481456,59.884428841727122,0,0,-213.4636513846261,0,0,0,0,-653,7632,462.28463309151783,1215.6577603476389,"T+30 sec",40098.102731481456,59.889273210005328,0,0,-213.07754655317828,0,0,0,0,-653,7632,442.90715997869319,1196.666392066262,"T+30 sec",40098.102731481456,59.88833342658149,0,0,-213.96817694769965,0,0,0,0,-653,7632,446.66629367404516,1199.5348953670925,"T+30 sec",40098.102731481456,59.889117745792163,0,0,-214.12771426930146,0,0,0,0,-653,7632,443.52901683134189,1196.2380812027875]
["T+32 sec",40098.102754629603,{"$f":"LOOKUP(B95,Data!$A$6:$A$1806,Data!B$6:B$1806)","v":59.889999389648437},{"$f":"LOOKUP(B95,Data!$A$6:$A$1806,Data!C$6:C$1806)","v":0},59.889117745792163,0,null,440.00244140625,440.00244140625,null,1245.0299170998965,-5.0304637976608442,1148.5208800186772,{"$f":"AVERAGE(D$79:D95)","v":0},{"$f":"AVERAGE(M$79:M95)","v":1213.7037347588791},724.30319170830853,{"$f":"AVERAGE(P$79:P95)","v":762.03167019076523},633,null,null,null,null,null,null,0,633,-416.10289156853094,-413.95153300118005,"T+32 sec",null,null,null,null,59.889117745792184,-414.40454165799855,59.88833342658149,-411.99633140597354,59.889117745792163,-413.95153300118005,"T+32 sec",40098.102754629603,{"$f":"LOOKUP($AO95,Data!$A$6:$A$1806,Data!$B$6:$B$1806)","v":59.889999389648437},{"$f":"LOOKUP($AO95,Data!$A$6:$A$1806,Data!$C$6:$C$1806)","v":0},{"$f":"LOOKUP($AO95,Data!$A$6:$A$1806,Data!$D$6:$D$1806)","v":0},{"$f":"IF($AS$1=\"+\",LOOKUP($AO95,Data!$A$6:$A$1806,Data!$E$6:$E$1806)*-1,LOOKUP($AO95,Data!$A$6:$A$1806,Data!$E$6:$E$1806))","v":-212.17269897460937},{"$f":"LOOKUP($AO95,Data!$A$6:$A$1806,Data!$F$6:$F$1806)","v":0},{"$f":"LOOKUP($AO95,Data!$A$6:$A$1806,Data!$G$6:$G$1806)","v":0},{"$f":"LOOKUP($AO95,Data!$A$6:$A$1806,Data!$H$6:$H$1806)","v":0},{"$f":"LOOKUP($AO95,Data!$A$6:$A$1806,Data!$I$6:$I$1806)","v":0},{"$f":"LOOKUP($AO95,Data!$A$6:$A$1806,Data!$J$6:$J$1806)","v":-653},{"$f":"LOOKUP($AO95,Data!$A$6:$A$1806,Data!$K$6:$K$1806)","v":7632},440.00244140625,"T+32 sec",40098.102754629603,null,null,null,null,null,null,null,null,null,null,null,null,"T+32 sec",40098.102754629603,null,null,null,null,null,null,null,null,null,null,null,null,"T+32 sec",40098.102754629603,59.889273210005328,0,0,-213.07754655317828,0,0,0,0,-653,7632,442.90715997869319,1196.666392066262,"T+32 sec",40098.102754629603,59.88833342658149,0,0,-213.96817694769965,0,0,0,0,-653,7632,446.66629367404516,1199.5348953670925,"T+32 sec",40098.102754629603,59.889117745792163,0,0,-214.12771426930146,0,0,0,0,-653,7632,443.52901683134189,1196.2380812027875]
["T+34 sec",40098.102777777749,{"$f":"LOOKUP(B96,Data!$A$6:$A$1806,Data!B$6:B$1806)","v":59.895000457763672},{"$f":"LOOKUP(B96,Data!$A$6:$A$1806,Data!C$6:C$1806)","v":0},59.889117745792163,0,null,419.9981689453125,419.9981689453125,null,1245.0299170998965,-5.0304637976608442,1123.4861437600789,{"$f":"AVERAGE(D$79:D96)","v":0},{"$f":"AVERAGE(M$79:M96)","v":1208.6916463700568},719.27272791064763,{"$f":"AVERAGE(P$79:P96)","v":759.51643829193472},633,null,null,null,null,null,null,0,633,-430.24706961428393,-413.95153300118005,"T+34 sec",null,null,null,null,59.889117745792184,-414.40454165799855,59.88833342658149,-411.99633140597354,59.889117745792163,-413.95153300118005,"T+34 sec",40098.102777777749,{"$f":"LOOKUP($AO96,Data!$A$6:$A$1806,Data!$B$6:$B$1806)","v":59.895000457763672},{"$f":"LOOKUP($AO96,Data!$A$6:$A$1806,Data!$C$6:$C$1806)","v":0},{"$f":"LOOKUP($AO96,Data!$A$6:$A$1806,Data!$D$6:$D$1806)","v":0},{"$f":"IF($AS$1=\"+\",LOOKUP($AO96,Data!$A$6:$A$1806,Data!$E$6:$E$1806)*-1,LOOKUP($AO96,Data!$A$6:$A$1806,Data!$E$6:$E$1806))","v":-212.17269897460937},{"$f":"LOOKUP($AO96,Data!$A$6:$A$1806,Data!$F$6:$F$1806)","v":0},{"$f":"LOOKUP($AO96,Data!$A$6:$A$1806,Data!$G$6:$G$1806)","v":0},{"$f":"LOOKUP($AO96,Data!$A$6:$A$1806,Data!$H$6:$H$1806)","v":0},{"$f":"LOOKUP($AO96,Data!$A$6:$A$1806,Data!$I$6:$I$1806)","v":0},{"$f":"LOOKUP($AO96,Data!$A$6:$A$1806,Data!$J$6:$J$1806)","v":-653},{"$f":"LOOKUP($AO96,Data!$A$6:$A$1806,Data!$K$6:$K$1806)","v":7632},419.9981689453125,"T+34 sec",40098.102777777749,null,null,null,null,null,null,null,null,null,null,null,null,"T+34 sec",40098.102777777749,null,null,null,null,null,null,null,null,null,null,null,null,"T+34 sec",40098.102777777749,59.889273210005328,0,0,-213.07754655317828,0,0,0,0,-653,7632,442.90715997869319,1196.666392066262,"T+34 sec",40098.102777777749,59.88833342658149,0,0,-213.96817694769965,0,0,0,0,-653,7632,446.66629367404516,1199.5348953670925,"T+34 sec",40098.102777777749,59.889117745792163,0,0,-214.12771426930146,0,0,0,0,-653,7632,443.52901683134189,1196.2380812027875]
["T+36 sec",40098.102800925895,{"$f":"LOOKUP(B97,Data!$A$6:$A$1806,Data!B$6:B$1806)","v":59.894001007080078},{"$f":"LOOKUP(B97,Data!$A$6:$A$1806,Data!C$6:C$1806)","v":0},59.889117745792163,0,null,423.9959716796875,423.9959716796875,null,1245.0299170998965,-5.0304637976608442,1122.4534826967931,{"$f":"AVERAGE(D$79:D97)","v":0},{"$f":"AVERAGE(M$79:M97)","v":1204.1527956504112},714.24226411298673,{"$f":"AVERAGE(P$79:P97)","v":757.00120639310433},633,null,null,null,null,null,null,0,633,-427.34402827719634,-413.95153300118005,"T+36 sec",null,null,null,null,59.889117745792184,-414.40454165799855,59.88833342658149,-411.99633140597354,59.889117745792163,-413.95153300118005,"T+36 sec",40098.102800925895,{"$f":"LOOKUP($AO97,Data!$A$6:$A$1806,Data!$B$6:$B$1806)","v":59.894001007080078},{"$f":"LOOKUP($AO97,Data!$A$6:$A$1806,Data!$C$6:$C$1806)","v":0},{"$f":"LOOKUP($AO97,Data!$A$6:$A$1806,Data!$D$6:$D$1806)","v":0},{"$f":"IF($AS$1=\"+\",LOOKUP($AO97,Data!$A$6:$A$1806,Data!$E$6:$E$1806)*-1,LOOKUP($AO97,Data!$A$6:$A$1806,Data!$E$6:$E$1806))","v":-212.17269897460937},{"$f":"LOOKUP($AO97,Data!$A$6:$A$1806,Data!$F$6:$F$1806)","v":0},{"$f":"LOOKUP($AO97,Data!$A$6:$A$1806,Data!$G$6:$G$1806)","v":0},{"$f":"LOOKUP($AO97,Data!$A$6:$A$1806,Data!$H$6:$H$1806)","v":0},{"$f":"LOOKUP($AO97,Data!$A$6:$A$1806,Data!$I$6:$I$1806)","v":0},{"$f":"LOOKUP($AO97,Data!$A$6:$A$1806,Data!$J$6:$J$1806)","v":-653},{"$f":"LOOKUP($AO97,Data!$A$6:$A$1806,Data!$K$6:$K$1806)","v":7632},423.9959716796875,"T+36 sec",40098.102800925895,null,null,null,null,null,null,null,null,null,null,null,null,"T+36 sec",40098.102800925895,null,null,null,null,null,null,null,null,null,null,null,null,"T+36 sec",40098.102800925895,59.889273210005328,0,0,-213.07754655317828,0,0,0,0,-653,7632,442.90715997869319,1196.666392066262,"T+36 sec",40098.102800925895,59.88833342658149,0,0,-213.96817694769965,0,0,0,0,-653,7632,446.66629367404516,1199.5348953670925,"T+36 sec",40098.102800925895,59.889117745792163,0,0,-214.12771426930146,0,0,0,0,-653,7632,443.52901683134189,1196.2380812027875]
["T+38 sec",40098.102824074042,{"$f":"LOOKUP(B98,Data!$A$6:$A$1806,Data!B$6:B$1806)","v":59.893001556396484},{"$f":"LOOKUP(B98,Data!$A$6:$A$1806,Data!C$6:C$1806)","v":0},59.889117745792163,0,null,427.9937744140625,427.9937744140625,null,1245.0299170998965,-5.0304637976608442,1121.4208216335073,{"$f":"AVERAGE(D$79:D98)","v":0},{"$f":"AVERAGE(M$79:M98)","v":1200.0161969495662},709.21180031532583,{"$f":"AVERAGE(P$79:P98)","v":754.48597449427393},633,null,null,null,null,null,null,0,633,-424.47990023502325,-413.95153300118005,"T+38 sec",null,null,null,null,59.889117745792184,-414.40454165799855,59.88833342658149,-411.99633140597354,59.889117745792163,-413.95153300118005,"T+38 sec",40098.102824074042,{"$f":"LOOKUP($AO98,Data!$A$6:$A$1806,Data!$B$6:$B$1806)","v":59.893001556396484},{"$f":"LOOKUP($AO98,Data!$A$6:$A$1806,Data!$C$6:$C$1806)","v":0},{"$f":"LOOKUP($AO98,Data!$A$6:$A$1806,Data!$D$6:$D$1806)","v":0},{"$f":"IF($AS$1=\"+\",LOOKUP($AO98,Data!$A$6:$A$1806,Data!$E$6:$E$1806)*-1,LOOKUP($AO98,Data!$A$6:$A$1806,Data!$E$6:$E$1806))","v":-212.17269897460937},{"$f":"LOOKUP($AO98,Data!$A$6:$A$1806,Data!$F$6:$F$1806)","v":0},{"$f":"LOOKUP($AO98,Data!$A$6:$A$1806,Data!$G$6:$G$1806)","v":0},{"$f":"LOOKUP($AO98,Data!$A$6:$A$1806,Data!$H$6:$H$1806)","v":0},{"$f":"LOOKUP($AO98,Data!$A$6:$A$1806,Data!$I$6:$I$1806)","v":0},{"$f":"LOOKUP($AO98,Data!$A$6:$A$1806,Data!$J$6:$J$1806)","v":-653},{"$f":"LOOKUP($AO98,Data!$A$6:$A$1806,Data!$K$6:$K$1806)","v":7632},427.9937744140625,"T+38 sec",40098.102824074042,null,null,null,null,null,null,null,null,null,null,null,null,"T+38 sec",40098.102824074042,null,null,null,null,null,null,null,null,null,null,null,null,"T+38 sec",40098.102824074042,59.889273210005328,0,0,-213.07754655317828,0,0,0,0,-653,7632,442.90715997869319,1196.666392066262,"T+38 sec",40098.102824074042,59.88833342658149,0,0,-213.96817694769965,0,0,0,0,-653,7632,446.66629367404516,1199.5348953670925,"T+38 sec",40098.102824074042,59.889117745792163,0,0,-214.12771426930146,0,0,0,0,-653,7632,443.52901683134189,1196.2380812027875]
["T+40 sec",40098.102847222188,{"$f":"LOOKUP(B99,Data!$A$6:$A$1806,Data!B$6:B$1806)","v":59.894001007080078},{"$f":"LOOKUP(B99,Data!$A$6:$A$1806,Data!C$6:C$1806)","v":0},59.889117745792163,0,null,423.9959716796875,423.9959716796875,null,1245.0299170998965,-5.0304637976608442,1112.3925551014715,{"$f":"AVERAGE(D$79:D99)","v":0},{"$f":"AVERAGE(M$79:M99)","v":1195.8436425758473},704.18133651766493,{"$f":"AVERAGE(P$79:P99)","v":751.97074259544354},633,null,null,null,null,null,null,0,633,-427.34402827719634,-413.95153300118005,"T+40 sec",null,null,null,null,59.889117745792184,-414.40454165799855,59.88833342658149,-411.99633140597354,59.889117745792163,-413.95153300118005,"T+40 sec",40098.102847222188,{"$f":"LOOKUP($AO99,Data!$A$6:$A$1806,Data!$B$6:$B$1806)","v":59.894001007080078},{"$f":"LOOKUP($AO99,Data!$A$6:$A$1806,Data!$C$6:$C$1806)","v":0},{"$f":"LOOKUP($AO99,Data!$A$6:$A$1806,Data!$D$6:$D$1806)","v":0},{"$f":"IF($AS$1=\"+\",LOOKUP($AO99,Data!$A$6:$A$1806,Data!$E$6:$E$1806)*-1,LOOKUP($AO99,Data!$A$6:$A$1806,Data!$E$6:$E$1806))","v":-212.17269897460937},{"$f":"LOOKUP($AO99,Data!$A$6:$A$1806,Data!$F$6:$F$1806)","v":0},{"$f":"LOOKUP($AO99,Data!$A$6:$A$1806,Data!$G$6:$G$1806)","v":0},{"$f":"LOOKUP($AO99,Data!$A$6:$A$1806,Data!$H$6:$H$1806)","v":0},{"$f":"LOOKUP($AO99,Data!$A$6:$A$1806,Data!$I$6:$I$1806)","v":0},{"$f":"LOOKUP($AO99,Data!$A$6:$A$1806,Data!$J$6:$J$1806)","v":-653},{"$f":"LOOKUP($AO99,Data!$A$6:$A$1806,Data!$K$6:$K$1806)","v":7632},423.9959716796875,"T+40 sec",40098.102847222188,null,null,null,null,null,null,null,null,null,null,null,null,"T+40 sec",40098.102847222188,null,null,null,null,null,null,null,null,null,null,null,null,"T+40 sec",40098.102847222188,59.889273210005328,0,0,-213.07754655317828,0,0,0,0,-653,7632,442.90715997869319,1196.666392066262,"T+40 sec",40098.102847222188,59.88833342658149,0,0,-213.96817694769965,0,0,0,0,-653,7632,446.66629367404516,1199.5348953670925,"T+40 sec",40098.102847222188,59.889117745792163,0,0,-214.12771426930146,0,0,0,0,-653,7632,443.52901683134189,1196.2380812027875]
["T+42 sec",40098.102870370334,{"$f":"LOOKUP(B100,Data!$A$6:$A$1806,Data!B$6:B$1806)","v":59.894001007080078},{"$f":"LOOKUP(B100,Data!$A$6:$A$1806,Data!C$6:C$1806)","v":0},59.889117745792163,0,null,423.9959716796875,423.9959716796875,null,1245.0299170998965,-5.0304637976608442,1107.3620913038108,{"$f":"AVERAGE(D$79:D100)","v":0},{"$f":"AVERAGE(M$79:M100)","v":1191.8217538816639},699.15087272000403,{"$f":"AVERAGE(P$79:P100)","v":749.45551069661303},633,null,null,null,null,null,null,0,633,-427.34402827719634,-413.95153300118005,"T+42 sec",null,null,null,null,null,null,59.88833342658149,-411.99633140597354,59.889117745792163,-413.95153300118005,"T+42 sec",40098.102870370334,{"$f":"LOOKUP($AO100,Data!$A$6:$A$1806,Data!$B$6:$B$1806)","v":59.894001007080078},{"$f":"LOOKUP($AO100,Data!$A$6:$A$1806,Data!$C$6:$C$1806)","v":0},{"$f":"LOOKUP($AO100,Data!$A$6:$A$1806,Data!$D$6:$D$1806)","v":0},{"$f":"IF($AS$1=\"+\",LOOKUP($AO100,Data!$A$6:$A$1806,Data!$E$6:$E$1806)*-1,LOOKUP($AO100,Data!$A$6:$A$1806,Data!$E$6:$E$1806))","v":-215.59817504882812},{"$f":"LOOKUP($AO100,Data!$A$6:$A$1806,Data!$F$6:$F$1806)","v":0},{"$f":"LOOKUP($AO100,Data!$A$6:$A$1806,Data!$G$6:$G$1806)","v":0},{"$f":"LOOKUP($AO100,Data!$A$6:$A$1806,Data!$H$6:$H$1806)","v":0},{"$f":"LOOKUP($AO100,Data!$A$6:$A$1806,Data!$I$6:$I$1806)","v":0},{"$f":"LOOKUP($AO100,Data!$A$6:$A$1806,Data!$J$6:$J$1806)","v":-653},{"$f":"LOOKUP($AO100,Data!$A$6:$A$1806,Data!$K$6:$K$1806)","v":7632},423.9959716796875,"T+42 sec",40098.102870370334,null,null,null,null,null,null,null,null,null,null,null,null,"T+42 sec",40098.102870370334,null,null,null,null,null,null,null,null,null,null,null,null,"T+42 sec",40098.102870370334,null,null,null,null,null,null,null,null,null,null,null,null,"T+42 sec",40098.102870370334,59.88833342658149,0,0,-213.96817694769965,0,0,0,0,-653,7632,446.66629367404516,1199.5348953670925,"T+42 sec",40098.102870370334,59.889117745792163,0,0,-214.12771426930146,0,0,0,0,-653,7632,443.52901683134189,1196.2380812027875]
["T+44 sec",40098.10289351848,{"$f":"LOOKUP(B101,Data!$A$6:$A$1806,Data!B$6:B$1806)","v":59.890998840332031},{"$f":"LOOKUP(B101,Data!$A$6:$A$1806,Data!C$6:C$1806)","v":0},59.889117745792163,0,null,436.004638671875,436.004638671875,null,1245.0299170998965,-5.0304637976608442,1114.3402944983375,{"$f":"AVERAGE(D$79:D101)","v":0},{"$f":"AVERAGE(M$79:M101)","v":1188.4529947780411},694.12040892234313,{"$f":"AVERAGE(P$79:P101)","v":746.94027879778264},633,null,null,null,null,null,null,0,633,-418.85472289270672,-413.95153300118005,"T+44 sec",null,null,null,null,null,null,59.88833342658149,-411.99633140597354,59.889117745792163,-413.95153300118005,"T+44 sec",40098.10289351848,{"$f":"LOOKUP($AO101,Data!$A$6:$A$1806,Data!$B$6:$B$1806)","v":59.890998840332031},{"$f":"LOOKUP($AO101,Data!$A$6:$A$1806,Data!$C$6:$C$1806)","v":0},{"$f":"LOOKUP($AO101,Data!$A$6:$A$1806,Data!$D$6:$D$1806)","v":0},{"$f":"IF($AS$1=\"+\",LOOKUP($AO101,Data!$A$6:$A$1806,Data!$E$6:$E$1806)*-1,LOOKUP($AO101,Data!$A$6:$A$1806,Data!$E$6:$E$1806))","v":-215.59817504882812},{"$f":"LOOKUP($AO101,Data!$A$6:$A$1806,Data!$F$6:$F$1806)","v":0},{"$f":"LOOKUP($AO101,Data!$A$6:$A$1806,Data!$G$6:$G$1806)","v":0},{"$f":"LOOKUP($AO101,Data!$A$6:$A$1806,Data!$H$6:$H$1806)","v":0},{"$f":"LOOKUP($AO101,Data!$A$6:$A$1806,Data!$I$6:$I$1806)","v":0},{"$f":"LOOKUP($AO101,Data!$A$6:$A$1806,Data!$J$6:$J$1806)","v":-653},{"$f":"LOOKUP($AO101,Data!$A$6:$A$1806,Data!$K$6:$K$1806)","v":7632},436.004638671875,"T+44 sec",40098.10289351848,null,null,null,null,null,null,null,null,null,null,null,null,"T+44 sec",40098.10289351848,null,null,null,null,null,null,null,null,null,null,null,null,"T+44 sec",40098.10289351848,null,null,null,null,null,null,null,null,null,null,null,null,"T+44 sec",40098.10289351848,59.88833342658149,0,0,-213.96817694769965,0,0,0,0,-653,7632,446.66629367404516,1199.5348953670925,"T+44 sec",40098.10289351848,59.889117745792163,0,0,-214.12771426930146,0,0,0,0,-653,7632,443.52901683134189,1196.2380812027875]
["T+46 sec",40098.102916666627,{"$f":"LOOKUP(B102,Data!$A$6:$A$1806,Data!B$6:B$1806)","v":59.889999389648437},{"$f":"LOOKUP(B102,Data!$A$6:$A$1806,Data!C$6:C$1806)","v":0},59.889117745792163,0,null,440.00244140625,440.00244140625,null,1245.0299170998965,-5.0304637976608442,1113.3076334350517,{"$f":"AVERAGE(D$79:D102)","v":0},{"$f":"AVERAGE(M$79:M102)","v":1185.3219380554165},689.08994512468223,{"$f":"AVERAGE(P$79:P102)","v":744.42504689895213},633,null,null,null,null,null,null,0,633,-416.10289156853094,-413.95153300118005,"T+46 sec",null,null,null,null,null,null,59.88833342658149,-411.99633140597354,59.889117745792163,-413.95153300118005,"T+46 sec",40098.102916666627,{"$f":"LOOKUP($AO102,Data!$A$6:$A$1806,Data!$B$6:$B$1806)","v":59.889999389648437},{"$f":"LOOKUP($AO102,Data!$A$6:$A$1806,Data!$C$6:$C$1806)","v":0},{"$f":"LOOKUP($AO102,Data!$A$6:$A$1806,Data!$D$6:$D$1806)","v":0},{"$f":"IF($AS$1=\"+\",LOOKUP($AO102,Data!$A$6:$A$1806,Data!$E$6:$E$1806)*-1,LOOKUP($AO102,Data!$A$6:$A$1806,Data!$E$6:$E$1806))","v":-215.59817504882812},{"$f":"LOOKUP($AO102,Data!$A$6:$A$1806,Data!$F$6:$F$1806)","v":0},{"$f":"LOOKUP($AO102,Data!$A$6:$A$1806,Data!$G$6:$G$1806)","v":0},{"$f":"LOOKUP($AO102,Data!$A$6:$A$1806,Data!$H$6:$H$1806)","v":0},{"$f":"LOOKUP($AO102,Data!$A$6:$A$1806,Data!$I$6:$I$1806)","v":0},{"$f":"LOOKUP($AO102,Data!$A$6:$A$1806,Data!$J$6:$J$1806)","v":-653},{"$f":"LOOKUP($AO102,Data!$A$6:$A$1806,Data!$K$6:$K$1806)","v":7632},440.00244140625,"T+46 sec",40098.102916666627,null,null,null,null,null,null,null,null,null,null,null,null,"T+46 sec",40098.102916666627,null,null,null,null,null,null,null,null,null,null,null,null,"T+46 sec",40098.102916666627,null,null,null,null,null,null,null,null,null,null,null,null,"T+46 sec",40098.102916666627,59.88833342658149,0,0,-213.96817694769965,0,0,0,0,-653,7632,446.66629367404516,1199.5348953670925,"T+46 sec",40098.102916666627,59.889117745792163,0,0,-214.12771426930146,0,0,0,0,-653,7632,443.52901683134189,1196.2380812027875]
["T+48 sec",40098.102939814773,{"$f":"LOOKUP(B103,Data!$A$6:$A$1806,Data!B$6:B$1806)","v":59.884998321533203},{"$f":"LOOKUP(B103,Data!$A$6:$A$1806,Data!C$6:C$1806)","v":0},59.889117745792163,0,null,460.0067138671875,460.0067138671875,null,1245.0299170998965,-5.0304637976608442,1128.2814420983284,{"$f":"AVERAGE(D$79:D103)","v":0},{"$f":"AVERAGE(M$79:M103)","v":1183.0403182171328},684.05948132702133,{"$f":"AVERAGE(P$79:P103)","v":741.90981500012174},633,null,null,null,null,null,null,0,633,-402.85908126693755,-413.95153300118005,"T+48 sec",null,null,null,null,null,null,59.88833342658149,-411.99633140597354,59.889117745792163,-413.95153300118005,"T+48 sec",40098.102939814773,{"$f":"LOOKUP($AO103,Data!$A$6:$A$1806,Data!$B$6:$B$1806)","v":59.884998321533203},{"$f":"LOOKUP($AO103,Data!$A$6:$A$1806,Data!$C$6:$C$1806)","v":0},{"$f":"LOOKUP($AO103,Data!$A$6:$A$1806,Data!$D$6:$D$1806)","v":0},{"$f":"IF($AS$1=\"+\",LOOKUP($AO103,Data!$A$6:$A$1806,Data!$E$6:$E$1806)*-1,LOOKUP($AO103,Data!$A$6:$A$1806,Data!$E$6:$E$1806))","v":-215.59817504882812},{"$f":"LOOKUP($AO103,Data!$A$6:$A$1806,Data!$F$6:$F$1806)","v":0},{"$f":"LOOKUP($AO103,Data!$A$6:$A$1806,Data!$G$6:$G$1806)","v":0},{"$f":"LOOKUP($AO103,Data!$A$6:$A$1806,Data!$H$6:$H$1806)","v":0},{"$f":"LOOKUP($AO103,Data!$A$6:$A$1806,Data!$I$6:$I$1806)","v":0},{"$f":"LOOKUP($AO103,Data!$A$6:$A$1806,Data!$J$6:$J$1806)","v":-653},{"$f":"LOOKUP($AO103,Data!$A$6:$A$1806,Data!$K$6:$K$1806)","v":7632},460.0067138671875,"T+48 sec",40098.102939814773,null,null,null,null,null,null,null,null,null,null,null,null,"T+48 sec",40098.102939814773,null,null,null,null,null,null,null,null,null,null,null,null,"T+48 sec",40098.102939814773,null,null,null,null,null,null,null,null,null,null,null,null,"T+48 sec",40098.102939814773,59.88833342658149,0,0,-213.96817694769965,0,0,0,0,-653,7632,446.66629367404516,1199.5348953670925,"T+48 sec",40098.102939814773,59.889117745792163,0,0,-214.12771426930146,0,0,0,0,-653,7632,443.52901683134189,1196.2380812027875]
["T+50 sec",40098.102962962919,{"$f":"LOOKUP(B104,Data!$A$6:$A$1806,Data!B$6:B$1806)","v":59.884998321533203},{"$f":"LOOKUP(B104,Data!$A$6:$A$1806,Data!C$6:C$1806)","v":0},59.889117745792163,0,null,460.0067138671875,460.0067138671875,null,1245.0299170998965,-5.0304637976608442,1123.2509783006676,{"$f":"AVERAGE(D$79:D104)","v":0},{"$f":"AVERAGE(M$79:M104)","v":1180.7407282203458},679.02901752936043,{"$f":"AVERAGE(P$79:P104)","v":739.39458310129123},633,null,null,null,null,null,null,0,633,-402.85908126693755,-413.95153300118005,"T+50 sec",null,null,null,null,null,null,59.88833342658149,-411.99633140597354,59.889117745792163,-413.95153300118005,"T+50 sec",40098.102962962919,{"$f":"LOOKUP($AO104,Data!$A$6:$A$1806,Data!$B$6:$B$1806)","v":59.884998321533203},{"$f":"LOOKUP($AO104,Data!$A$6:$A$1806,Data!$C$6:$C$1806)","v":0},{"$f":"LOOKUP($AO104,Data!$A$6:$A$1806,Data!$D$6:$D$1806)","v":0},{"$f":"IF($AS$1=\"+\",LOOKUP($AO104,Data!$A$6:$A$1806,Data!$E$6:$E$1806)*-1,LOOKUP($AO104,Data!$A$6:$A$1806,Data!$E$6:$E$1806))","v":-215.59817504882812},{"$f":"LOOKUP($AO104,Data!$A$6:$A$1806,Data!$F$6:$F$1806)","v":0},{"$f":"LOOKUP($AO104,Data!$A$6:$A$1806,Data!$G$6:$G$1806)","v":0},{"$f":"LOOKUP($AO104,Data!$A$6:$A$1806,Data!$H$6:$H$1806)","v":0},{"$f":"LOOKUP($AO104,Data!$A$6:$A$1806,Data!$I$6:$I$1806)","v":0},{"$f":"LOOKUP($AO104,Data!$A$6:$A$1806,Data!$J$6:$J$1806)","v":-653},{"$f":"LOOKUP($AO104,Data!$A$6:$A$1806,Data!$K$6:$K$1806)","v":7632},460.0067138671875,"T+50 sec",40098.102962962919,null,null,null,null,null,null,null,null,null,null,null,null,"T+50 sec",40098.102962962919,null,null,null,null,null,null,null,null,null,null,null,null,"T+50 sec",40098.102962962919,null,null,null,null,null,null,null,null,null,null,null,null,"T+50 sec",40098.102962962919,59.88833342658149,0,0,-213.96817694769965,0,0,0,0,-653,7632,446.66629367404516,1199.5348953670925,"T+50 sec",40098.102962962919,59.889117745792163,0,0,-214.12771426930146,0,0,0,0,-653,7632,443.52901683134189,1196.2380812027875]
["T+52 sec",40098.102986111066,{"$f":"LOOKUP(B105,Data!$A$6:$A$1806,Data!B$6:B$1806)","v":59.88800048828125},{"$f":"LOOKUP(B105,Data!$A$6:$A$1806,Data!C$6:C$1806)","v":0},59.889117745792163,0,null,447.998046875,447.998046875,null,1245.0299170998965,-5.0304637976608442,1106.2118475108193,{"$f":"AVERAGE(D$79:D105)","v":0},{"$f":"AVERAGE(M$79:M105)","v":1177.980399305178},673.99855373169953,{"$f":"AVERAGE(P$79:P105)","v":736.87935120246084},633,null,null,null,null,null,null,0,633,-410.70629750976877,-413.95153300118005,"T+52 sec",null,null,null,null,null,null,59.88833342658149,-411.99633140597354,59.889117745792163,-413.95153300118005,"T+52 sec",40098.102986111066,{"$f":"LOOKUP($AO105,Data!$A$6:$A$1806,Data!$B$6:$B$1806)","v":59.88800048828125},{"$f":"LOOKUP($AO105,Data!$A$6:$A$1806,Data!$C$6:$C$1806)","v":0},{"$f":"LOOKUP($AO105,Data!$A$6:$A$1806,Data!$D$6:$D$1806)","v":0},{"$f":"IF($AS$1=\"+\",LOOKUP($AO105,Data!$A$6:$A$1806,Data!$E$6:$E$1806)*-1,LOOKUP($AO105,Data!$A$6:$A$1806,Data!$E$6:$E$1806))","v":-218.32725524902344},{"$f":"LOOKUP($AO105,Data!$A$6:$A$1806,Data!$F$6:$F$1806)","v":0},{"$f":"LOOKUP($AO105,Data!$A$6:$A$1806,Data!$G$6:$G$1806)","v":0},{"$f":"LOOKUP($AO105,Data!$A$6:$A$1806,Data!$H$6:$H$1806)","v":0},{"$f":"LOOKUP($AO105,Data!$A$6:$A$1806,Data!$I$6:$I$1806)","v":0},{"$f":"LOOKUP($AO105,Data!$A$6:$A$1806,Data!$J$6:$J$1806)","v":-653},{"$f":"LOOKUP($AO105,Data!$A$6:$A$1806,Data!$K$6:$K$1806)","v":7632},447.998046875,"T+52 sec",40098.102986111066,null,null,null,null,null,null,null,null,null,null,null,null,"T+52 sec",40098.102986111066,null,null,null,null,null,null,null,null,null,null,null,null,"T+52 sec",40098.102986111066,null,null,null,null,null,null,null,null,null,null,null,null,"T+52 sec",40098.102986111066,59.88833342658149,0,0,-213.96817694769965,0,0,0,0,-653,7632,446.66629367404516,1199.5348953670925,"T+52 sec",40098.102986111066,59.889117745792163,0,0,-214.12771426930146,0,0,0,0,-653,7632,443.52901683134189,1196.2380812027875]
["T+54 sec",40098.103009259212,{"$f":"LOOKUP(B106,Data!$A$6:$A$1806,Data!B$6:B$1806)","v":59.887001037597656},{"$f":"LOOKUP(B106,Data!$A$6:$A$1806,Data!C$6:C$1806)","v":0},null,null,null,451.995849609375,451.995849609375,null,null,-5.0304637976608442,1105.1791864475335,{"$f":"AVERAGE(D$79:D106)","v":0},{"$f":"AVERAGE(M$79:M106)","v":1175.3803559888336},668.96808993403863,{"$f":"AVERAGE(P$79:P106)","v":734.36411930363033},633,null,null,null,null,null,null,0,633,-408.06015510929274,null,"T+54 sec",null,null,null,null,null,null,null,null,null,null,"T+54 sec",40098.103009259212,{"$f":"LOOKUP($AO106,Data!$A$6:$A$1806,Data!$B$6:$B$1806)","v":59.887001037597656},{"$f":"LOOKUP($AO106,Data!$A$6:$A$1806,Data!$C$6:$C$1806)","v":0},{"$f":"LOOKUP($AO106,Data!$A$6:$A$1806,Data!$D$6:$D$1806)","v":0},{"$f":"IF($AS$1=\"+\",LOOKUP($AO106,Data!$A$6:$A$1806,Data!$E$6:$E$1806)*-1,LOOKUP($AO106,Data!$A$6:$A$1806,Data!$E$6:$E$1806))","v":-218.32725524902344},{"$f":"LOOKUP($AO106,Data!$A$6:$A$1806,Data!$F$6:$F$1806)","v":0},{"$f":"LOOKUP($AO106,Data!$A$6:$A$1806,Data!$G$6:$G$1806)","v":0},{"$f":"LOOKUP($AO106,Data!$A$6:$A$1806,Data!$H$6:$H$1806)","v":0},{"$f":"LOOKUP($AO106,Data!$A$6:$A$1806,Data!$I$6:$I$1806)","v":0},{"$f":"LOOKUP($AO106,Data!$A$6:$A$1806,Data!$J$6:$J$1806)","v":-653},{"$f":"LOOKUP($AO106,Data!$A$6:$A$1806,Data!$K$6:$K$1806)","v":7632},451.995849609375,"T+54 sec",40098.103009259212,null,null,null,null,null,null,null,null,null,null,null,null,"T+54 sec",40098.103009259212,null,null,null,null,null,null,null,null,null,null,null,null,"T+54 sec",40098.103009259212,null,null,null,null,null,null,null,null,null,null,null,null,"T+54 sec",40098.103009259212,null,null,null,null,null,null,null,null,null,null,null,null,"T+54 sec",40098.103009259212]
["T+56 sec",40098.103032407358,{"$f":"LOOKUP(B107,Data!$A$6:$A$1806,Data!B$6:B$1806)","v":59.88800048828125},{"$f":"LOOKUP(B107,Data!$A$6:$A$1806,Data!C$6:C$1806)","v":0},null,null,null,447.998046875,{"$f":"L$13*H107+(1-L$13)*I106","v":447.998046875},null,null,-5.0304637976608442,1096.1509199154978,{"$f":"AVERAGE(D$79:D107)","v":0},{"$f":"AVERAGE(M$79:M107)","v":1172.6483064690635},663.93762613637773,{"$f":"AVERAGE(P$79:P107)","v":731.84888740479983},633,null,null,null,null,null,null,0,{"$f":"SUM(R107:Y107)","v":633},-410.70629750976877,null,"T+56 sec",null,null,null,null,null,null,null,null,null,null,"T+56 sec",40098.103032407358,{"$f":"LOOKUP($AO107,Data!$A$6:$A$1806,Data!$B$6:$B$1806)","v":59.88800048828125},{"$f":"LOOKUP($AO107,Data!$A$6:$A$1806,Data!$C$6:$C$1806)","v":0},{"$f":"LOOKUP($AO107,Data!$A$6:$A$1806,Data!$D$6:$D$1806)","v":0},{"$f":"IF($AS$1=\"+\",LOOKUP($AO107,Data!$A$6:$A$1806,Data!$E$6:$E$1806)*-1,LOOKUP($AO107,Data!$A$6:$A$1806,Data!$E$6:$E$1806))","v":-218.32725524902344},{"$f":"LOOKUP($AO107,Data!$A$6:$A$1806,Data!$F$6:$F$1806)","v":0},{"$f":"LOOKUP($AO107,Data!$A$6:$A$1806,Data!$G$6:$G$1806)","v":0},{"$f":"LOOKUP($AO107,Data!$A$6:$A$1806,Data!$H$6:$H$1806)","v":0},{"$f":"LOOKUP($AO107,Data!$A$6:$A$1806,Data!$I$6:$I$1806)","v":0},{"$f":"LOOKUP($AO107,Data!$A$6:$A$1806,Data!$J$6:$J$1806)","v":-653},{"$f":"LOOKUP($AO107,Data!$A$6:$A$1806,Data!$K$6:$K$1806)","v":7632},447.998046875,"T+56 sec",40098.103032407358,null,null,null,null,null,null,null,null,null,null,null,null,"T+56 sec",40098.103032407358,null,null,null,null,null,null,null,null,null,null,null,null,"T+56 sec",40098.103032407358,null,null,null,null,null,null,null,null,null,null,null,null,"T+56 sec",40098.103032407358,null,null,null,null,null,null,null,null,null,null,null,null,"T+56 sec",40098.103032407358]
["T+58 sec",40098.103055555504,{"$f":"LOOKUP(B108,Data!$A$6:$A$1806,Data!B$6:B$1806)","v":59.88800048828125},{"$f":"LOOKUP(B108,Data!$A$6:$A$1806,Data!C$6:C$1806)","v":0},null,null,null,{"$f":"(IF((C108-L$2)>0,((C108-L$2-L$5)/((L$4*L$2)-L$5)*L$3*-1),((C108-L$2+L$5)/((L$4*L$2)-L$5)*L$3*-1)))","v":447.998046875},447.998046875,null,null,-5.0304637976608442,1091.120456117837,{"$f":"AVERAGE(D$79:D108)","v":0},{"$f":"AVERAGE(M$79:M108)","v":1169.930711457356},658.90716233871683,{"$f":"AVERAGE(P$79:P108)","v":729.33365550596943},633,null,null,null,null,null,null,0,633,-410.70629750976877,null,{"$f":"A108","v":"T+58 sec"},null,null,null,null,null,null,null,null,null,null,"T+58 sec",40098.103055555504,{"$f":"LOOKUP($AO108,Data!$A$6:$A$1806,Data!$B$6:$B$1806)","v":59.88800048828125},{"$f":"LOOKUP($AO108,Data!$A$6:$A$1806,Data!$C$6:$C$1806)","v":0},{"$f":"LOOKUP($AO108,Data!$A$6:$A$1806,Data!$D$6:$D$1806)","v":0},{"$f":"IF($AS$1=\"+\",LOOKUP($AO108,Data!$A$6:$A$1806,Data!$E$6:$E$1806)*-1,LOOKUP($AO108,Data!$A$6:$A$1806,Data!$E$6:$E$1806))","v":-218.32725524902344},{"$f":"LOOKUP($AO108,Data!$A$6:$A$1806,Data!$F$6:$F$1806)","v":0},{"$f":"LOOKUP($AO108,Data!$A$6:$A$1806,Data!$G$6:$G$1806)","v":0},{"$f":"LOOKUP($AO108,Data!$A$6:$A$1806,Data!$H$6:$H$1806)","v":0},{"$f":"LOOKUP($AO108,Data!$A$6:$A$1806,Data!$I$6:$I$1806)","v":0},{"$f":"LOOKUP($AO108,Data!$A$6:$A$1806,Data!$J$6:$J$1806)","v":-653},{"$f":"LOOKUP($AO108,Data!$A$6:$A$1806,Data!$K$6:$K$1806)","v":7632},{"$f":"(IF((AP108-$L$2)>0,((AP108-$L$2-$L$5)/(($L$4*$L$2)-$L$5)*$L$3*-1),((AP108-$L$2+$L$5)/(($L$4*$L$2)-$L$5)*$L$3*-1)))","v":447.998046875},"T+58 sec",40098.103055555504,null,null,null,null,null,null,null,null,null,null,null,null,"T+58 sec",40098.103055555504,null,null,null,null,null,null,null,null,null,null,null,null,"T+58 sec",40098.103055555504,null,null,null,null,null,null,null,null,null,null,null,null,"T+58 sec",40098.103055555504,null,null,null,null,null,null,null,null,null,null,null,null,"T+58 sec",40098.103055555504]
["T+60 sec",40098.103078703651,{"$f":"LOOKUP(B109,Data!$A$6:$A$1806,Data!B$6:B$1806)","v":59.889999389648437},{"$f":"LOOKUP(B109,Data!$A$6:$A$1806,Data!C$6:C$1806)","v":0},null,null,null,440.00244140625,440.00244140625,null,null,-5.0304637976608442,1078.0943868514262,{"$f":"AVERAGE(D$79:D109)","v":0},{"$f":"AVERAGE(M$79:M109)","v":1166.9682493732937},653.87669854105593,{"$f":"AVERAGE(P$79:P109)","v":726.81842360713893},633,null,null,null,null,null,null,0,633,-416.10289156853094,null,"T+60 sec",null,null,null,null,null,null,null,null,null,null,"T+60 sec",40098.103078703651,{"$f":"LOOKUP($AO109,Data!$A$6:$A$1806,Data!$B$6:$B$1806)","v":59.889999389648437},{"$f":"LOOKUP($AO109,Data!$A$6:$A$1806,Data!$C$6:$C$1806)","v":0},{"$f":"LOOKUP($AO109,Data!$A$6:$A$1806,Data!$D$6:$D$1806)","v":0},{"$f":"IF($AS$1=\"+\",LOOKUP($AO109,Data!$A$6:$A$1806,Data!$E$6:$E$1806)*-1,LOOKUP($AO109,Data!$A$6:$A$1806,Data!$E$6:$E$1806))","v":-218.32725524902344},{"$f":"LOOKUP($AO109,Data!$A$6:$A$1806,Data!$F$6:$F$1806)","v":0},{"$f":"LOOKUP($AO109,Data!$A$6:$A$1806,Data!$G$6:$G$1806)","v":0},{"$f":"LOOKUP($AO109,Data!$A$6:$A$1806,Data!$H$6:$H$1806)","v":0},{"$f":"LOOKUP($AO109,Data!$A$6:$A$1806,Data!$I$6:$I$1806)","v":0},{"$f":"LOOKUP($AO109,Data!$A$6:$A$1806,Data!$J$6:$J$1806)","v":-653},{"$f":"LOOKUP($AO109,Data!$A$6:$A$1806,Data!$K$6:$K$1806)","v":7632},440.00244140625,"T+60 sec",40098.103078703651,null,null,null,null,null,null,null,null,null,null,null,null,"T+60 sec",40098.103078703651,null,null,null,null,null,null,null,null,null,null,null,null,"T+60 sec",40098.103078703651,null,null,null,null,null,null,null,null,null,null,null,null,"T+60 sec",40098.103078703651,null,null,null,null,null,null,null,null,null,null,null,null,"T+60 sec",40098.103078703651]
["T+62 sec",{"$f":"B109+TIME(0,0,$B$1)","v":40098.103101851797},{"$f":"LOOKUP(B110,Data!$A$6:$A$1806,Data!B$6:B$1806)","v":59.888999938964844},{"$f":"LOOKUP(B110,Data!$A$6:$A$1806,Data!C$6:C$1806)","v":0},null,null,null,444.000244140625,444.000244140625,null,null,-5.0304637976608442,1077.0617257881404,{"$f":"AVERAGE(D$79:D110)","v":0},{"$f":"AVERAGE(M$79:M110)","v":1164.1586705112577},648.84623474339503,{"$f":"AVERAGE(P$79:P110)","v":724.30319170830853},633,null,null,null,null,null,null,0,633,-413.3869827202322,null,"T+62 sec",null,null,null,null,null,null,null,null,null,null,"T+62 sec",40098.103101851797,{"$f":"LOOKUP($AO110,Data!$A$6:$A$1806,Data!$B$6:$B$1806)","v":59.888999938964844},{"$f":"LOOKUP($AO110,Data!$A$6:$A$1806,Data!$C$6:$C$1806)","v":0},{"$f":"LOOKUP($AO110,Data!$A$6:$A$1806,Data!$D$6:$D$1806)","v":0},{"$f":"IF($AS$1=\"+\",LOOKUP($AO110,Data!$A$6:$A$1806,Data!$E$6:$E$1806)*-1,LOOKUP($AO110,Data!$A$6:$A$1806,Data!$E$6:$E$1806))","v":-217.37942504882812},{"$f":"LOOKUP($AO110,Data!$A$6:$A$1806,Data!$F$6:$F$1806)","v":0},{"$f":"LOOKUP($AO110,Data!$A$6:$A$1806,Data!$G$6:$G$1806)","v":0},{"$f":"LOOKUP($AO110,Data!$A$6:$A$1806,Data!$H$6:$H$1806)","v":0},{"$f":"LOOKUP($AO110,Data!$A$6:$A$1806,Data!$I$6:$I$1806)","v":0},{"$f":"LOOKUP($AO110,Data!$A$6:$A$1806,Data!$J$6:$J$1806)","v":-653},{"$f":"LOOKUP($AO110,Data!$A$6:$A$1806,Data!$K$6:$K$1806)","v":7632},444.000244140625,"T+62 sec",40098.103101851797,null,null,null,null,null,null,null,null,null,null,null,null,"T+62 sec",40098.103101851797,null,null,null,null,null,null,null,null,null,null,null,null,"T+62 sec",40098.103101851797,null,null,null,null,null,null,null,null,null,null,null,null,"T+62 sec",40098.103101851797,null,null,null,null,null,null,null,null,null,null,null,null,"T+62 sec",40098.103101851797]
["T+64 sec",40098.103124999943,{"$f":"LOOKUP(B111,Data!$A$6:$A$1806,Data!B$6:B$1806)","v":59.881999969482422},{"$f":"LOOKUP(B111,Data!$A$6:$A$1806,Data!C$6:C$1806)","v":0},null,null,null,472.0001220703125,472.0001220703125,null,null,-5.0304637976608442,1100.0311399201671,{"$f":"AVERAGE(D$79:D111)","v":0},{"$f":"AVERAGE(M$79:M111)","v":1162.2154120084974},643.81577094573413,{"$f":"AVERAGE(P$79:P111)","v":721.78795980947802},633,null,null,null,null,null,null,0,633,-395.31552826474729,null,"T+64 sec",null,null,null,null,null,null,null,null,null,null,"T+64 sec",40098.103124999943,{"$f":"LOOKUP($AO111,Data!$A$6:$A$1806,Data!$B$6:$B$1806)","v":59.881999969482422},{"$f":"LOOKUP($AO111,Data!$A$6:$A$1806,Data!$C$6:$C$1806)","v":0},{"$f":"LOOKUP($AO111,Data!$A$6:$A$1806,Data!$D$6:$D$1806)","v":0},{"$f":"IF($AS$1=\"+\",LOOKUP($AO111,Data!$A$6:$A$1806,Data!$E$6:$E$1806)*-1,LOOKUP($AO111,Data!$A$6:$A$1806,Data!$E$6:$E$1806))","v":-217.37942504882812},{"$f":"LOOKUP($AO111,Data!$A$6:$A$1806,Data!$F$6:$F$1806)","v":0},{"$f":"LOOKUP($AO111,Data!$A$6:$A$1806,Data!$G$6:$G$1806)","v":0},{"$f":"LOOKUP($AO111,Data!$A$6:$A$1806,Data!$H$6:$H$1806)","v":0},{"$f":"LOOKUP($AO111,Data!$A$6:$A$1806,Data!$I$6:$I$1806)","v":0},{"$f":"LOOKUP($AO111,Data!$A$6:$A$1806,Data!$J$6:$J$1806)","v":-653},{"$f":"LOOKUP($AO111,Data!$A$6:$A$1806,Data!$K$6:$K$1806)","v":7632},472.0001220703125,"T+64 sec",40098.103124999943,null,null,null,null,null,null,null,null,null,null,null,null,"T+64 sec",40098.103124999943,null,null,null,null,null,null,null,null,null,null,null,null,"T+64 sec",40098.103124999943,null,null,null,null,null,null,null,null,null,null,null,null,"T+64 sec",40098.103124999943,null,null,null,null,null,null,null,null,null,null,null,null,"T+64 sec",40098.103124999943]
["T+66 sec",40098.10314814809,{"$f":"LOOKUP(B112,Data!$A$6:$A$1806,Data!B$6:B$1806)","v":59.873001098632813},{"$f":"LOOKUP(B112,Data!$A$6:$A$1806,Data!C$6:C$1806)","v":0},null,null,null,507.99560546875,507.99560546875,null,null,-5.0304637976608442,1130.9961595209438,{"$f":"AVERAGE(D$79:D112)","v":0},{"$f":"AVERAGE(M$79:M112)","v":1161.2971987000401},638.78530714807323,{"$f":"AVERAGE(P$79:P112)","v":719.27272791064763},633,null,null,null,null,null,null,0,633,-374.28131239797113,null,"T+66 sec",null,null,null,null,null,null,null,null,null,null,"T+66 sec",40098.10314814809,{"$f":"LOOKUP($AO112,Data!$A$6:$A$1806,Data!$B$6:$B$1806)","v":59.873001098632813},{"$f":"LOOKUP($AO112,Data!$A$6:$A$1806,Data!$C$6:$C$1806)","v":0},{"$f":"LOOKUP($AO112,Data!$A$6:$A$1806,Data!$D$6:$D$1806)","v":0},{"$f":"IF($AS$1=\"+\",LOOKUP($AO112,Data!$A$6:$A$1806,Data!$E$6:$E$1806)*-1,LOOKUP($AO112,Data!$A$6:$A$1806,Data!$E$6:$E$1806))","v":-217.37942504882812},{"$f":"LOOKUP($AO112,Data!$A$6:$A$1806,Data!$F$6:$F$1806)","v":0},{"$f":"LOOKUP($AO112,Data!$A$6:$A$1806,Data!$G$6:$G$1806)","v":0},{"$f":"LOOKUP($AO112,Data!$A$6:$A$1806,Data!$H$6:$H$1806)","v":0},{"$f":"LOOKUP($AO112,Data!$A$6:$A$1806,Data!$I$6:$I$1806)","v":0},{"$f":"LOOKUP($AO112,Data!$A$6:$A$1806,Data!$J$6:$J$1806)","v":-653},{"$f":"LOOKUP($AO112,Data!$A$6:$A$1806,Data!$K$6:$K$1806)","v":7631},507.99560546875,"T+66 sec",40098.10314814809,null,null,null,null,null,null,null,null,null,null,null,null,"T+66 sec",40098.10314814809,null,null,null,null,null,null,null,null,null,null,null,null,"T+66 sec",40098.10314814809,null,null,null,null,null,null,null,null,null,null,null,null,"T+66 sec",40098.10314814809,null,null,null,null,null,null,null,null,null,null,null,null,"T+66 sec",40098.10314814809]
["T+68 sec",40098.103171296236,{"$f":"LOOKUP(B113,Data!$A$6:$A$1806,Data!B$6:B$1806)","v":59.856998443603516},{"$f":"LOOKUP(B113,Data!$A$6:$A$1806,Data!C$6:C$1806)","v":0},null,null,null,572.0062255859375,572.0062255859375,null,null,-5.0304637976608442,1189.9763158404705,{"$f":"AVERAGE(D$79:D113)","v":0},{"$f":"AVERAGE(M$79:M113)","v":1162.1166020469093},633.75484335041233,{"$f":"AVERAGE(P$79:P113)","v":716.75749601181724},633,null,null,null,null,null,null,0,633,-341.92783723428096,null,"T+68 sec",null,null,null,null,null,null,null,null,null,null,"T+68 sec",40098.103171296236,{"$f":"LOOKUP($AO113,Data!$A$6:$A$1806,Data!$B$6:$B$1806)","v":59.856998443603516},{"$f":"LOOKUP($AO113,Data!$A$6:$A$1806,Data!$C$6:$C$1806)","v":0},{"$f":"LOOKUP($AO113,Data!$A$6:$A$1806,Data!$D$6:$D$1806)","v":0},{"$f":"IF($AS$1=\"+\",LOOKUP($AO113,Data!$A$6:$A$1806,Data!$E$6:$E$1806)*-1,LOOKUP($AO113,Data!$A$6:$A$1806,Data!$E$6:$E$1806))","v":-217.37942504882812},{"$f":"LOOKUP($AO113,Data!$A$6:$A$1806,Data!$F$6:$F$1806)","v":0},{"$f":"LOOKUP($AO113,Data!$A$6:$A$1806,Data!$G$6:$G$1806)","v":0},{"$f":"LOOKUP($AO113,Data!$A$6:$A$1806,Data!$H$6:$H$1806)","v":0},{"$f":"LOOKUP($AO113,Data!$A$6:$A$1806,Data!$I$6:$I$1806)","v":0},{"$f":"LOOKUP($AO113,Data!$A$6:$A$1806,Data!$J$6:$J$1806)","v":-653},{"$f":"LOOKUP($AO113,Data!$A$6:$A$1806,Data!$K$6:$K$1806)","v":7625},572.0062255859375,"T+68 sec",40098.103171296236,null,null,null,null,null,null,null,null,null,null,null,null,"T+68 sec",40098.103171296236,null,null,null,null,null,null,null,null,null,null,null,null,"T+68 sec",40098.103171296236,null,null,null,null,null,null,null,null,null,null,null,null,"T+68 sec",40098.103171296236,null,null,null,null,null,null,null,null,null,null,null,null,"T+68 sec",40098.103171296236]
["T+70 sec",40098.103194444382,{"$f":"LOOKUP(B114,Data!$A$6:$A$1806,Data!B$6:B$1806)","v":59.8489990234375},{"$f":"LOOKUP(B114,Data!$A$6:$A$1806,Data!C$6:C$1806)","v":0},null,null,null,604.00390625,604.00390625,null,null,-5.0304637976608442,1216.9435327068722,{"$f":"AVERAGE(D$79:D114)","v":0},{"$f":"AVERAGE(M$79:M114)","v":1163.6395723430194},628.72437955275143,{"$f":"AVERAGE(P$79:P114)","v":714.24226411298673},633,null,null,null,null,null,null,0,633,-327.76495092774343,null,"T+70 sec",null,null,null,null,null,null,null,null,null,null,"T+70 sec",40098.103194444382,{"$f":"LOOKUP($AO114,Data!$A$6:$A$1806,Data!$B$6:$B$1806)","v":59.8489990234375},{"$f":"LOOKUP($AO114,Data!$A$6:$A$1806,Data!$C$6:$C$1806)","v":0},{"$f":"LOOKUP($AO114,Data!$A$6:$A$1806,Data!$D$6:$D$1806)","v":0},{"$f":"IF($AS$1=\"+\",LOOKUP($AO114,Data!$A$6:$A$1806,Data!$E$6:$E$1806)*-1,LOOKUP($AO114,Data!$A$6:$A$1806,Data!$E$6:$E$1806))","v":-217.37942504882812},{"$f":"LOOKUP($AO114,Data!$A$6:$A$1806,Data!$F$6:$F$1806)","v":0},{"$f":"LOOKUP($AO114,Data!$A$6:$A$1806,Data!$G$6:$G$1806)","v":0},{"$f":"LOOKUP($AO114,Data!$A$6:$A$1806,Data!$H$6:$H$1806)","v":0},{"$f":"LOOKUP($AO114,Data!$A$6:$A$1806,Data!$I$6:$I$1806)","v":0},{"$f":"LOOKUP($AO114,Data!$A$6:$A$1806,Data!$J$6:$J$1806)","v":-653},{"$f":"LOOKUP($AO114,Data!$A$6:$A$1806,Data!$K$6:$K$1806)","v":7623},604.00390625,"T+70 sec",40098.103194444382,null,null,null,null,null,null,null,null,null,null,null,null,"T+70 sec",40098.103194444382,null,null,null,null,null,null,null,null,null,null,null,null,"T+70 sec",40098.103194444382,null,null,null,null,null,null,null,null,null,null,null,null,"T+70 sec",40098.103194444382,null,null,null,null,null,null,null,null,null,null,null,null,"T+70 sec",40098.103194444382]
["T+72 sec",40098.103217592528,{"$f":"LOOKUP(B115,Data!$A$6:$A$1806,Data!B$6:B$1806)","v":59.852001190185547},{"$f":"LOOKUP(B115,Data!$A$6:$A$1806,Data!C$6:C$1806)","v":0},null,null,null,591.9952392578125,591.9952392578125,null,null,-5.0304637976608442,1199.904401917024,{"$f":"AVERAGE(D$79:D115)","v":0},{"$f":"AVERAGE(M$79:M115)","v":1164.6197028720467},623.69391575509053,{"$f":"AVERAGE(P$79:P115)","v":711.72703221415622},633,null,null,null,null,null,null,0,633,-332.94054609888167,null,"T+72 sec",null,null,null,null,null,null,null,null,null,null,"T+72 sec",40098.103217592528,{"$f":"LOOKUP($AO115,Data!$A$6:$A$1806,Data!$B$6:$B$1806)","v":59.852001190185547},{"$f":"LOOKUP($AO115,Data!$A$6:$A$1806,Data!$C$6:$C$1806)","v":0},{"$f":"LOOKUP($AO115,Data!$A$6:$A$1806,Data!$D$6:$D$1806)","v":0},{"$f":"IF($AS$1=\"+\",LOOKUP($AO115,Data!$A$6:$A$1806,Data!$E$6:$E$1806)*-1,LOOKUP($AO115,Data!$A$6:$A$1806,Data!$E$6:$E$1806))","v":-214.83035278320312},{"$f":"LOOKUP($AO115,Data!$A$6:$A$1806,Data!$F$6:$F$1806)","v":0},{"$f":"LOOKUP($AO115,Data!$A$6:$A$1806,Data!$G$6:$G$1806)","v":0},{"$f":"LOOKUP($AO115,Data!$A$6:$A$1806,Data!$H$6:$H$1806)","v":0},{"$f":"LOOKUP($AO115,Data!$A$6:$A$1806,Data!$I$6:$I$1806)","v":0},{"$f":"LOOKUP($AO115,Data!$A$6:$A$1806,Data!$J$6:$J$1806)","v":-653},{"$f":"LOOKUP($AO115,Data!$A$6:$A$1806,Data!$K$6:$K$1806)","v":7621},591.9952392578125,"T+72 sec",40098.103217592528,null,null,null,null,null,null,null,null,null,null,null,null,"T+72 sec",40098.103217592528,null,null,null,null,null,null,null,null,null,null,null,null,"T+72 sec",40098.103217592528,null,null,null,null,null,null,null,null,null,null,null,null,"T+72 sec",40098.103217592528,null,null,null,null,null,null,null,null,null,null,null,null,"T+72 sec",40098.103217592528]
["T+74 sec",40098.103240740675,{"$f":"LOOKUP(B116,Data!$A$6:$A$1806,Data!B$6:B$1806)","v":59.858001708984375},{"$f":"LOOKUP(B116,Data!$A$6:$A$1806,Data!C$6:C$1806)","v":0},null,null,null,567.9931640625,567.9931640625,null,null,-5.0304637976608442,1170.8718629240507,{"$f":"AVERAGE(D$79:D116)","v":0},{"$f":"AVERAGE(M$79:M116)","v":1164.784233399731},618.66345195742963,{"$f":"AVERAGE(P$79:P116)","v":709.21180031532583},633,null,null,null,null,null,null,0,633,-343.79095808460772,null,"T+74 sec",null,null,null,null,null,null,null,null,null,null,"T+74 sec",40098.103240740675,{"$f":"LOOKUP($AO116,Data!$A$6:$A$1806,Data!$B$6:$B$1806)","v":59.858001708984375},{"$f":"LOOKUP($AO116,Data!$A$6:$A$1806,Data!$C$6:$C$1806)","v":0},{"$f":"LOOKUP($AO116,Data!$A$6:$A$1806,Data!$D$6:$D$1806)","v":0},{"$f":"IF($AS$1=\"+\",LOOKUP($AO116,Data!$A$6:$A$1806,Data!$E$6:$E$1806)*-1,LOOKUP($AO116,Data!$A$6:$A$1806,Data!$E$6:$E$1806))","v":-214.83035278320312},{"$f":"LOOKUP($AO116,Data!$A$6:$A$1806,Data!$F$6:$F$1806)","v":0},{"$f":"LOOKUP($AO116,Data!$A$6:$A$1806,Data!$G$6:$G$1806)","v":0},{"$f":"LOOKUP($AO116,Data!$A$6:$A$1806,Data!$H$6:$H$1806)","v":0},{"$f":"LOOKUP($AO116,Data!$A$6:$A$1806,Data!$I$6:$I$1806)","v":0},{"$f":"LOOKUP($AO116,Data!$A$6:$A$1806,Data!$J$6:$J$1806)","v":-653},{"$f":"LOOKUP($AO116,Data!$A$6:$A$1806,Data!$K$6:$K$1806)","v":7623},567.9931640625,"T+74 sec",40098.103240740675,null,null,null,null,null,null,null,null,null,null,null,null,"T+74 sec",40098.103240740675,null,null,null,null,null,null,null,null,null,null,null,null,"T+74 sec",40098.103240740675,null,null,null,null,null,null,null,null,null,null,null,null,"T+74 sec",40098.103240740675,null,null,null,null,null,null,null,null,null,null,null,null,"T+74 sec",40098.103240740675]
["T+76 sec",40098.103263888821,{"$f":"LOOKUP(B117,Data!$A$6:$A$1806,Data!B$6:B$1806)","v":59.862998962402344},{"$f":"LOOKUP(B117,Data!$A$6:$A$1806,Data!C$6:C$1806)","v":0},null,null,null,548.004150390625,548.004150390625,null,null,-5.0304637976608442,1145.8523854545149,{"$f":"AVERAGE(D$79:D117)","v":0},{"$f":"AVERAGE(M$79:M117)","v":1164.2988014011357},613.63298815976873,{"$f":"AVERAGE(P$79:P117)","v":706.69656841649544},633,null,null,null,null,null,null,0,633,-353.38201701028868,null,"T+76 sec",null,null,null,null,null,null,null,null,null,null,"T+76 sec",40098.103263888821,{"$f":"LOOKUP($AO117,Data!$A$6:$A$1806,Data!$B$6:$B$1806)","v":59.862998962402344},{"$f":"LOOKUP($AO117,Data!$A$6:$A$1806,Data!$C$6:$C$1806)","v":0},{"$f":"LOOKUP($AO117,Data!$A$6:$A$1806,Data!$D$6:$D$1806)","v":0},{"$f":"IF($AS$1=\"+\",LOOKUP($AO117,Data!$A$6:$A$1806,Data!$E$6:$E$1806)*-1,LOOKUP($AO117,Data!$A$6:$A$1806,Data!$E$6:$E$1806))","v":-214.83035278320312},{"$f":"LOOKUP($AO117,Data!$A$6:$A$1806,Data!$F$6:$F$1806)","v":0},{"$f":"LOOKUP($AO117,Data!$A$6:$A$1806,Data!$G$6:$G$1806)","v":0},{"$f":"LOOKUP($AO117,Data!$A$6:$A$1806,Data!$H$6:$H$1806)","v":0},{"$f":"LOOKUP($AO117,Data!$A$6:$A$1806,Data!$I$6:$I$1806)","v":0},{"$f":"LOOKUP($AO117,Data!$A$6:$A$1806,Data!$J$6:$J$1806)","v":-653},{"$f":"LOOKUP($AO117,Data!$A$6:$A$1806,Data!$K$6:$K$1806)","v":7625},548.004150390625,"T+76 sec",40098.103263888821,null,null,null,null,null,null,null,null,null,null,null,null,"T+76 sec",40098.103263888821,null,null,null,null,null,null,null,null,null,null,null,null,"T+76 sec",40098.103263888821,null,null,null,null,null,null,null,null,null,null,null,null,"T+76 sec",40098.103263888821,null,null,null,null,null,null,null,null,null,null,null,null,"T+76 sec",40098.103263888821]
["T+78 sec",40098.103287036967,{"$f":"LOOKUP(B118,Data!$A$6:$A$1806,Data!B$6:B$1806)","v":59.866001129150391},{"$f":"LOOKUP(B118,Data!$A$6:$A$1806,Data!C$6:C$1806)","v":0},null,null,null,535.9954833984375,535.9954833984375,null,null,-5.0304637976608442,1128.8132546646666,{"$f":"AVERAGE(D$79:D118)","v":0},{"$f":"AVERAGE(M$79:M118)","v":1163.4116627327239},608.60252436210783,{"$f":"AVERAGE(P$79:P118)","v":704.18133651766493},633,null,null,null,null,null,null,0,633,-359.40567740328515,null,"T+78 sec",null,null,null,null,null,null,null,null,null,null,"T+78 sec",40098.103287036967,{"$f":"LOOKUP($AO118,Data!$A$6:$A$1806,Data!$B$6:$B$1806)","v":59.866001129150391},{"$f":"LOOKUP($AO118,Data!$A$6:$A$1806,Data!$C$6:$C$1806)","v":0},{"$f":"LOOKUP($AO118,Data!$A$6:$A$1806,Data!$D$6:$D$1806)","v":0},{"$f":"IF($AS$1=\"+\",LOOKUP($AO118,Data!$A$6:$A$1806,Data!$E$6:$E$1806)*-1,LOOKUP($AO118,Data!$A$6:$A$1806,Data!$E$6:$E$1806))","v":-214.83035278320312},{"$f":"LOOKUP($AO118,Data!$A$6:$A$1806,Data!$F$6:$F$1806)","v":0},{"$f":"LOOKUP($AO118,Data!$A$6:$A$1806,Data!$G$6:$G$1806)","v":0},{"$f":"LOOKUP($AO118,Data!$A$6:$A$1806,Data!$H$6:$H$1806)","v":0},{"$f":"LOOKUP($AO118,Data!$A$6:$A$1806,Data!$I$6:$I$1806)","v":0},{"$f":"LOOKUP($AO118,Data!$A$6:$A$1806,Data!$J$6:$J$1806)","v":-653},{"$f":"LOOKUP($AO118,Data!$A$6:$A$1806,Data!$K$6:$K$1806)","v":7627},535.9954833984375,"T+78 sec",40098.103287036967,null,null,null,null,null,null,null,null,null,null,null,null,"T+78 sec",40098.103287036967,null,null,null,null,null,null,null,null,null,null,null,null,"T+78 sec",40098.103287036967,null,null,null,null,null,null,null,null,null,null,null,null,"T+78 sec",40098.103287036967,null,null,null,null,null,null,null,null,null,null,null,null,"T+78 sec",40098.103287036967]
["T+80 sec",40098.103310185114,{"$f":"LOOKUP(B119,Data!$A$6:$A$1806,Data!B$6:B$1806)","v":59.865001678466797},{"$f":"LOOKUP(B119,Data!$A$6:$A$1806,Data!C$6:C$1806)","v":0},null,null,null,539.9932861328125,539.9932861328125,null,null,-5.0304637976608442,1127.7805936013808,{"$f":"AVERAGE(D$79:D119)","v":0},{"$f":"AVERAGE(M$79:M119)","v":1162.5426122661058},603.57206056444693,{"$f":"AVERAGE(P$79:P119)","v":701.66610461883442},633,null,null,null,null,null,null,0,633,-357.37766781978974,null,"T+80 sec",null,null,null,null,null,null,null,null,null,null,"T+80 sec",40098.103310185114,{"$f":"LOOKUP($AO119,Data!$A$6:$A$1806,Data!$B$6:$B$1806)","v":59.865001678466797},{"$f":"LOOKUP($AO119,Data!$A$6:$A$1806,Data!$C$6:$C$1806)","v":0},{"$f":"LOOKUP($AO119,Data!$A$6:$A$1806,Data!$D$6:$D$1806)","v":0},{"$f":"IF($AS$1=\"+\",LOOKUP($AO119,Data!$A$6:$A$1806,Data!$E$6:$E$1806)*-1,LOOKUP($AO119,Data!$A$6:$A$1806,Data!$E$6:$E$1806))","v":-214.83035278320312},{"$f":"LOOKUP($AO119,Data!$A$6:$A$1806,Data!$F$6:$F$1806)","v":0},{"$f":"LOOKUP($AO119,Data!$A$6:$A$1806,Data!$G$6:$G$1806)","v":0},{"$f":"LOOKUP($AO119,Data!$A$6:$A$1806,Data!$H$6:$H$1806)","v":0},{"$f":"LOOKUP($AO119,Data!$A$6:$A$1806,Data!$I$6:$I$1806)","v":0},{"$f":"LOOKUP($AO119,Data!$A$6:$A$1806,Data!$J$6:$J$1806)","v":-653},{"$f":"LOOKUP($AO119,Data!$A$6:$A$1806,Data!$K$6:$K$1806)","v":7628},539.9932861328125,"T+80 sec",40098.103310185114,null,null,null,null,null,null,null,null,null,null,null,null,"T+80 sec",40098.103310185114,null,null,null,null,null,null,null,null,null,null,null,null,"T+80 sec",40098.103310185114,null,null,null,null,null,null,null,null,null,null,null,null,"T+80 sec",40098.103310185114,null,null,null,null,null,null,null,null,null,null,null,null,"T+80 sec",40098.103310185114]
[null,40098.10333333326,{"$f":"LOOKUP(B120,Data!$A$6:$A$1806,Data!B$6:B$1806)","v":59.867000579833984},{"$f":"LOOKUP(B120,Data!$A$6:$A$1806,Data!C$6:C$1806)","v":0},null,null,null,531.9976806640625,531.9976806640625,null,null,-5.0304637976608442,1114.75452433497,{"$f":"AVERAGE(D$79:D120)","v":0},{"$f":"AVERAGE(M$79:M120)","v":1161.4048006486978},598.54159676678603,{"$f":"AVERAGE(P$79:P120)","v":699.15087272000403},633,null,null,null,null,null,null,0,633,-361.45683502013543,null,null,null,null,null,null,null,null,null,null,null,null,null,40098.10333333326,{"$f":"LOOKUP($AO120,Data!$A$6:$A$1806,Data!$B$6:$B$1806)","v":59.867000579833984},{"$f":"LOOKUP($AO120,Data!$A$6:$A$1806,Data!$C$6:$C$1806)","v":0},{"$f":"LOOKUP($AO120,Data!$A$6:$A$1806,Data!$D$6:$D$1806)","v":0},{"$f":"IF($AS$1=\"+\",LOOKUP($AO120,Data!$A$6:$A$1806,Data!$E$6:$E$1806)*-1,LOOKUP($AO120,Data!$A$6:$A$1806,Data!$E$6:$E$1806))","v":-227.65591430664062},{"$f":"LOOKUP($AO120,Data!$A$6:$A$1806,Data!$F$6:$F$1806)","v":0},{"$f":"LOOKUP($AO120,Data!$A$6:$A$1806,Data!$G$6:$G$1806)","v":0},{"$f":"LOOKUP($AO120,Data!$A$6:$A$1806,Data!$H$6:$H$1806)","v":0},{"$f":"LOOKUP($AO120,Data!$A$6:$A$1806,Data!$I$6:$I$1806)","v":0},{"$f":"LOOKUP($AO120,Data!$A$6:$A$1806,Data!$J$6:$J$1806)","v":-653},{"$f":"LOOKUP($AO120,Data!$A$6:$A$1806,Data!$K$6:$K$1806)","v":7628},531.9976806640625]
[null,40098.103356481406,{"$f":"LOOKUP(B121,Data!$A$6:$A$1806,Data!B$6:B$1806)","v":59.866001129150391},{"$f":"LOOKUP(B121,Data!$A$6:$A$1806,Data!C$6:C$1806)","v":0},null,null,null,535.9954833984375,535.9954833984375,null,null,-5.0304637976608442,1113.7218632716842,{"$f":"AVERAGE(D$79:D121)","v":0},{"$f":"AVERAGE(M$79:M121)","v":1160.2958951283022},593.51113296912513,{"$f":"AVERAGE(P$79:P121)","v":696.63564082117352},633,null,null,null,null,null,null,0,633,-359.40567740328515,null,null,null,null,null,null,null,null,null,null,null,null,null,40098.103356481406,{"$f":"LOOKUP($AO121,Data!$A$6:$A$1806,Data!$B$6:$B$1806)","v":59.866001129150391},{"$f":"LOOKUP($AO121,Data!$A$6:$A$1806,Data!$C$6:$C$1806)","v":0},{"$f":"LOOKUP($AO121,Data!$A$6:$A$1806,Data!$D$6:$D$1806)","v":0},{"$f":"IF($AS$1=\"+\",LOOKUP($AO121,Data!$A$6:$A$1806,Data!$E$6:$E$1806)*-1,LOOKUP($AO121,Data!$A$6:$A$1806,Data!$E$6:$E$1806))","v":-227.65591430664062},{"$f":"LOOKUP($AO121,Data!$A$6:$A$1806,Data!$F$6:$F$1806)","v":0},{"$f":"LOOKUP($AO121,Data!$A$6:$A$1806,Data!$G$6:$G$1806)","v":0},{"$f":"LOOKUP($AO121,Data!$A$6:$A$1806,Data!$H$6:$H$1806)","v":0},{"$f":"LOOKUP($AO121,Data!$A$6:$A$1806,Data!$I$6:$I$1806)","v":0},{"$f":"LOOKUP($AO121,Data!$A$6:$A$1806,Data!$J$6:$J$1806)","v":-653},{"$f":"LOOKUP($AO121,Data!$A$6:$A$1806,Data!$K$6:$K$1806)","v":7629},535.9954833984375]
[null,40098.103379629552,{"$f":"LOOKUP(B122,Data!$A$6:$A$1806,Data!B$6:B$1806)","v":59.870998382568359},{"$f":"LOOKUP(B122,Data!$A$6:$A$1806,Data!C$6:C$1806)","v":0},null,null,null,516.0064697265625,516.0064697265625,null,null,-5.0304637976608442,1088.7023858021485,{"$f":"AVERAGE(D$79:D122)","v":0},{"$f":"AVERAGE(M$79:M122)","v":1158.668769916344},588.48066917146423,{"$f":"AVERAGE(P$79:P122)","v":694.12040892234313},633,null,null,null,null,null,null,0,633,-369.90105745947801,null,null,null,null,null,null,null,null,null,null,null,null,null,40098.103379629552,{"$f":"LOOKUP($AO122,Data!$A$6:$A$1806,Data!$B$6:$B$1806)","v":59.870998382568359},{"$f":"LOOKUP($AO122,Data!$A$6:$A$1806,Data!$C$6:$C$1806)","v":0},{"$f":"LOOKUP($AO122,Data!$A$6:$A$1806,Data!$D$6:$D$1806)","v":0},{"$f":"IF($AS$1=\"+\",LOOKUP($AO122,Data!$A$6:$A$1806,Data!$E$6:$E$1806)*-1,LOOKUP($AO122,Data!$A$6:$A$1806,Data!$E$6:$E$1806))","v":-227.65591430664062},{"$f":"LOOKUP($AO122,Data!$A$6:$A$1806,Data!$F$6:$F$1806)","v":0},{"$f":"LOOKUP($AO122,Data!$A$6:$A$1806,Data!$G$6:$G$1806)","v":0},{"$f":"LOOKUP($AO122,Data!$A$6:$A$1806,Data!$H$6:$H$1806)","v":0},{"$f":"LOOKUP($AO122,Data!$A$6:$A$1806,Data!$I$6:$I$1806)","v":0},{"$f":"LOOKUP($AO122,Data!$A$6:$A$1806,Data!$J$6:$J$1806)","v":-653},{"$f":"LOOKUP($AO122,Data!$A$6:$A$1806,Data!$K$6:$K$1806)","v":7630},516.0064697265625]
[null,40098.103402777699,{"$f":"LOOKUP(B123,Data!$A$6:$A$1806,Data!B$6:B$1806)","v":59.874000549316406},{"$f":"LOOKUP(B123,Data!$A$6:$A$1806,Data!C$6:C$1806)","v":0},null,null,null,503.997802734375,503.997802734375,null,null,-5.0304637976608442,1071.6632550123002,{"$f":"AVERAGE(D$79:D123)","v":0},{"$f":"AVERAGE(M$79:M123)","v":1156.7353140295877},583.45020537380333,{"$f":"AVERAGE(P$79:P123)","v":691.60517702351274},633,null,null,null,null,null,null,0,633,-376.50630234583065,null,null,null,null,null,null,null,null,null,null,null,null,null,40098.103402777699,{"$f":"LOOKUP($AO123,Data!$A$6:$A$1806,Data!$B$6:$B$1806)","v":59.874000549316406},{"$f":"LOOKUP($AO123,Data!$A$6:$A$1806,Data!$C$6:$C$1806)","v":0},{"$f":"LOOKUP($AO123,Data!$A$6:$A$1806,Data!$D$6:$D$1806)","v":0},{"$f":"IF($AS$1=\"+\",LOOKUP($AO123,Data!$A$6:$A$1806,Data!$E$6:$E$1806)*-1,LOOKUP($AO123,Data!$A$6:$A$1806,Data!$E$6:$E$1806))","v":-227.65591430664062},{"$f":"LOOKUP($AO123,Data!$A$6:$A$1806,Data!$F$6:$F$1806)","v":0},{"$f":"LOOKUP($AO123,Data!$A$6:$A$1806,Data!$G$6:$G$1806)","v":0},{"$f":"LOOKUP($AO123,Data!$A$6:$A$1806,Data!$H$6:$H$1806)","v":0},{"$f":"LOOKUP($AO123,Data!$A$6:$A$1806,Data!$I$6:$I$1806)","v":0},{"$f":"LOOKUP($AO123,Data!$A$6:$A$1806,Data!$J$6:$J$1806)","v":-653},{"$f":"LOOKUP($AO123,Data!$A$6:$A$1806,Data!$K$6:$K$1806)","v":7631},503.997802734375]
[null,40098.103425925845,{"$f":"LOOKUP(B124,Data!$A$6:$A$1806,Data!B$6:B$1806)","v":59.879001617431641},{"$f":"LOOKUP(B124,Data!$A$6:$A$1806,Data!C$6:C$1806)","v":0},null,null,null,483.9935302734375,483.9935302734375,null,null,-5.0304637976608442,1046.6285187537019,{"$f":"AVERAGE(D$79:D124)","v":0},{"$f":"AVERAGE(M$79:M124)","v":1154.3416880453292},578.41974157614243,{"$f":"AVERAGE(P$79:P124)","v":689.08994512468223},633,null,null,null,null,null,null,0,633,-388.04928923252311,null,null,null,null,null,null,null,null,null,null,null,null,null,40098.103425925845,{"$f":"LOOKUP($AO124,Data!$A$6:$A$1806,Data!$B$6:$B$1806)","v":59.879001617431641},{"$f":"LOOKUP($AO124,Data!$A$6:$A$1806,Data!$C$6:$C$1806)","v":0},{"$f":"LOOKUP($AO124,Data!$A$6:$A$1806,Data!$D$6:$D$1806)","v":0},{"$f":"IF($AS$1=\"+\",LOOKUP($AO124,Data!$A$6:$A$1806,Data!$E$6:$E$1806)*-1,LOOKUP($AO124,Data!$A$6:$A$1806,Data!$E$6:$E$1806))","v":-227.65591430664062},{"$f":"LOOKUP($AO124,Data!$A$6:$A$1806,Data!$F$6:$F$1806)","v":0},{"$f":"LOOKUP($AO124,Data!$A$6:$A$1806,Data!$G$6:$G$1806)","v":0},{"$f":"LOOKUP($AO124,Data!$A$6:$A$1806,Data!$H$6:$H$1806)","v":0},{"$f":"LOOKUP($AO124,Data!$A$6:$A$1806,Data!$I$6:$I$1806)","v":0},{"$f":"LOOKUP($AO124,Data!$A$6:$A$1806,Data!$J$6:$J$1806)","v":-653},{"$f":"LOOKUP($AO124,Data!$A$6:$A$1806,Data!$K$6:$K$1806)","v":7635},483.9935302734375]
[null,40098.103449073991,{"$f":"LOOKUP(B125,Data!$A$6:$A$1806,Data!B$6:B$1806)","v":59.880001068115234},{"$f":"LOOKUP(B125,Data!$A$6:$A$1806,Data!C$6:C$1806)","v":0},null,null,null,479.9957275390625,479.9957275390625,null,null,-5.0304637976608442,1037.6002522216661,{"$f":"AVERAGE(D$79:D125)","v":0},{"$f":"AVERAGE(M$79:M125)","v":1151.8578277086556},573.38927777848153,{"$f":"AVERAGE(P$79:P125)","v":686.57471322585184},633,null,null,null,null,null,null,0,633,-390.44150600442941,null,null,null,null,null,null,null,null,null,null,null,null,null,40098.103449073991,{"$f":"LOOKUP($AO125,Data!$A$6:$A$1806,Data!$B$6:$B$1806)","v":59.880001068115234},{"$f":"LOOKUP($AO125,Data!$A$6:$A$1806,Data!$C$6:$C$1806)","v":0},{"$f":"LOOKUP($AO125,Data!$A$6:$A$1806,Data!$D$6:$D$1806)","v":0},{"$f":"IF($AS$1=\"+\",LOOKUP($AO125,Data!$A$6:$A$1806,Data!$E$6:$E$1806)*-1,LOOKUP($AO125,Data!$A$6:$A$1806,Data!$E$6:$E$1806))","v":-225.01808166503906},{"$f":"LOOKUP($AO125,Data!$A$6:$A$1806,Data!$F$6:$F$1806)","v":0},{"$f":"LOOKUP($AO125,Data!$A$6:$A$1806,Data!$G$6:$G$1806)","v":0},{"$f":"LOOKUP($AO125,Data!$A$6:$A$1806,Data!$H$6:$H$1806)","v":0},{"$f":"LOOKUP($AO125,Data!$A$6:$A$1806,Data!$I$6:$I$1806)","v":0},{"$f":"LOOKUP($AO125,Data!$A$6:$A$1806,Data!$J$6:$J$1806)","v":-653},{"$f":"LOOKUP($AO125,Data!$A$6:$A$1806,Data!$K$6:$K$1806)","v":7638},479.9957275390625]
[null,40098.103472222137,{"$f":"LOOKUP(B126,Data!$A$6:$A$1806,Data!B$6:B$1806)","v":59.882999420166016},{"$f":"LOOKUP(B126,Data!$A$6:$A$1806,Data!C$6:C$1806)","v":0},null,null,null,468.0023193359375,468.0023193359375,null,null,-5.0304637976608442,1020.5763802208803,{"$f":"AVERAGE(D$79:D126)","v":0},{"$f":"AVERAGE(M$79:M126)","v":1149.1227975526601},568.35881398082063,{"$f":"AVERAGE(P$79:P126)","v":684.05948132702133},633,null,null,null,null,null,null,0,633,-397.79845914578783,null,null,null,null,null,null,null,null,null,null,null,null,null,40098.103472222137,{"$f":"LOOKUP($AO126,Data!$A$6:$A$1806,Data!$B$6:$B$1806)","v":59.882999420166016},{"$f":"LOOKUP($AO126,Data!$A$6:$A$1806,Data!$C$6:$C$1806)","v":0},{"$f":"LOOKUP($AO126,Data!$A$6:$A$1806,Data!$D$6:$D$1806)","v":0},{"$f":"IF($AS$1=\"+\",LOOKUP($AO126,Data!$A$6:$A$1806,Data!$E$6:$E$1806)*-1,LOOKUP($AO126,Data!$A$6:$A$1806,Data!$E$6:$E$1806))","v":-225.01808166503906},{"$f":"LOOKUP($AO126,Data!$A$6:$A$1806,Data!$F$6:$F$1806)","v":0},{"$f":"LOOKUP($AO126,Data!$A$6:$A$1806,Data!$G$6:$G$1806)","v":0},{"$f":"LOOKUP($AO126,Data!$A$6:$A$1806,Data!$H$6:$H$1806)","v":0},{"$f":"LOOKUP($AO126,Data!$A$6:$A$1806,Data!$I$6:$I$1806)","v":0},{"$f":"LOOKUP($AO126,Data!$A$6:$A$1806,Data!$J$6:$J$1806)","v":-653},{"$f":"LOOKUP($AO126,Data!$A$6:$A$1806,Data!$K$6:$K$1806)","v":7639},468.0023193359375]
[null,40098.103495370284,{"$f":"LOOKUP(B127,Data!$A$6:$A$1806,Data!B$6:B$1806)","v":59.886001586914063},{"$f":"LOOKUP(B127,Data!$A$6:$A$1806,Data!C$6:C$1806)","v":0},null,null,null,455.99365234375,455.99365234375,null,null,-5.0304637976608442,1003.5372494310319,{"$f":"AVERAGE(D$79:D127)","v":0},{"$f":"AVERAGE(M$79:M127)","v":1146.151663917525},563.32835018315973,{"$f":"AVERAGE(P$79:P127)","v":681.54424942819094},633,null,null,null,null,null,null,0,633,-405.44789212467356,null,null,null,null,null,null,null,null,null,null,null,null,null,40098.103495370284,{"$f":"LOOKUP($AO127,Data!$A$6:$A$1806,Data!$B$6:$B$1806)","v":59.886001586914063},{"$f":"LOOKUP($AO127,Data!$A$6:$A$1806,Data!$C$6:$C$1806)","v":0},{"$f":"LOOKUP($AO127,Data!$A$6:$A$1806,Data!$D$6:$D$1806)","v":0},{"$f":"IF($AS$1=\"+\",LOOKUP($AO127,Data!$A$6:$A$1806,Data!$E$6:$E$1806)*-1,LOOKUP($AO127,Data!$A$6:$A$1806,Data!$E$6:$E$1806))","v":-225.01808166503906},{"$f":"LOOKUP($AO127,Data!$A$6:$A$1806,Data!$F$6:$F$1806)","v":0},{"$f":"LOOKUP($AO127,Data!$A$6:$A$1806,Data!$G$6:$G$1806)","v":0},{"$f":"LOOKUP($AO127,Data!$A$6:$A$1806,Data!$H$6:$H$1806)","v":0},{"$f":"LOOKUP($AO127,Data!$A$6:$A$1806,Data!$I$6:$I$1806)","v":0},{"$f":"LOOKUP($AO127,Data!$A$6:$A$1806,Data!$J$6:$J$1806)","v":-653},{"$f":"LOOKUP($AO127,Data!$A$6:$A$1806,Data!$K$6:$K$1806)","v":7642},455.99365234375]
[null,40098.10351851843,{"$f":"LOOKUP(B128,Data!$A$6:$A$1806,Data!B$6:B$1806)","v":59.889999389648437},{"$f":"LOOKUP(B128,Data!$A$6:$A$1806,Data!C$6:C$1806)","v":0},null,null,null,440.00244140625,440.00244140625,null,null,-5.0304637976608442,982.51557469587101,{"$f":"AVERAGE(D$79:D128)","v":0},{"$f":"AVERAGE(M$79:M128)","v":1142.8789421330919},558.29788638549883,{"$f":"AVERAGE(P$79:P128)","v":679.02901752936054},633,null,null,null,null,null,null,0,633,-416.10289156853094,null,null,null,null,null,null,null,null,null,null,null,null,null,40098.10351851843,{"$f":"LOOKUP($AO128,Data!$A$6:$A$1806,Data!$B$6:$B$1806)","v":59.889999389648437},{"$f":"LOOKUP($AO128,Data!$A$6:$A$1806,Data!$C$6:$C$1806)","v":0},{"$f":"LOOKUP($AO128,Data!$A$6:$A$1806,Data!$D$6:$D$1806)","v":0},{"$f":"IF($AS$1=\"+\",LOOKUP($AO128,Data!$A$6:$A$1806,Data!$E$6:$E$1806)*-1,LOOKUP($AO128,Data!$A$6:$A$1806,Data!$E$6:$E$1806))","v":-225.01808166503906},{"$f":"LOOKUP($AO128,Data!$A$6:$A$1806,Data!$F$6:$F$1806)","v":0},{"$f":"LOOKUP($AO128,Data!$A$6:$A$1806,Data!$G$6:$G$1806)","v":0},{"$f":"LOOKUP($AO128,Data!$A$6:$A$1806,Data!$H$6:$H$1806)","v":0},{"$f":"LOOKUP($AO128,Data!$A$6:$A$1806,Data!$I$6:$I$1806)","v":0},{"$f":"LOOKUP($AO128,Data!$A$6:$A$1806,Data!$J$6:$J$1806)","v":-653},{"$f":"LOOKUP($AO128,Data!$A$6:$A$1806,Data!$K$6:$K$1806)","v":7644},440.00244140625]
[null,40098.103541666576,{"$f":"LOOKUP(B129,Data!$A$6:$A$1806,Data!B$6:B$1806)","v":59.891998291015625},{"$f":"LOOKUP(B129,Data!$A$6:$A$1806,Data!C$6:C$1806)","v":0},null,null,null,432.0068359375,432.0068359375,null,null,-5.0304637976608442,969.48950542946011,{"$f":"AVERAGE(D$79:D129)","v":0},{"$f":"AVERAGE(M$79:M129)","v":1139.47914925655},553.26742258783793,{"$f":"AVERAGE(P$79:P129)","v":676.51378563053004},633,null,null,null,null,null,null,0,633,-421.6431941404972,null,null,null,null,null,null,null,null,null,null,null,null,null,40098.103541666576,{"$f":"LOOKUP($AO129,Data!$A$6:$A$1806,Data!$B$6:$B$1806)","v":59.891998291015625},{"$f":"LOOKUP($AO129,Data!$A$6:$A$1806,Data!$C$6:$C$1806)","v":0},{"$f":"LOOKUP($AO129,Data!$A$6:$A$1806,Data!$D$6:$D$1806)","v":0},{"$f":"IF($AS$1=\"+\",LOOKUP($AO129,Data!$A$6:$A$1806,Data!$E$6:$E$1806)*-1,LOOKUP($AO129,Data!$A$6:$A$1806,Data!$E$6:$E$1806))","v":-225.01808166503906},{"$f":"LOOKUP($AO129,Data!$A$6:$A$1806,Data!$F$6:$F$1806)","v":0},{"$f":"LOOKUP($AO129,Data!$A$6:$A$1806,Data!$G$6:$G$1806)","v":0},{"$f":"LOOKUP($AO129,Data!$A$6:$A$1806,Data!$H$6:$H$1806)","v":0},{"$f":"LOOKUP($AO129,Data!$A$6:$A$1806,Data!$I$6:$I$1806)","v":0},{"$f":"LOOKUP($AO129,Data!$A$6:$A$1806,Data!$J$6:$J$1806)","v":-653},{"$f":"LOOKUP($AO129,Data!$A$6:$A$1806,Data!$K$6:$K$1806)","v":7645},432.0068359375]
[null,40098.103564814723,{"$f":"LOOKUP(B130,Data!$A$6:$A$1806,Data!B$6:B$1806)","v":59.888999938964844},{"$f":"LOOKUP(B130,Data!$A$6:$A$1806,Data!C$6:C$1806)","v":0},null,null,null,444.000244140625,444.000244140625,null,null,-5.0304637976608442,976.45244983492421,{"$f":"AVERAGE(D$79:D130)","v":0},{"$f":"AVERAGE(M$79:M130)","v":1136.3440204215187},548.23695879017703,{"$f":"AVERAGE(P$79:P130)","v":673.99855373169964},633,null,null,null,null,null,null,0,633,-413.3869827202322,null,null,null,null,null,null,null,null,null,null,null,null,null,40098.103564814723,{"$f":"LOOKUP($AO130,Data!$A$6:$A$1806,Data!$B$6:$B$1806)","v":59.888999938964844},{"$f":"LOOKUP($AO130,Data!$A$6:$A$1806,Data!$C$6:$C$1806)","v":0},{"$f":"LOOKUP($AO130,Data!$A$6:$A$1806,Data!$D$6:$D$1806)","v":0},{"$f":"IF($AS$1=\"+\",LOOKUP($AO130,Data!$A$6:$A$1806,Data!$E$6:$E$1806)*-1,LOOKUP($AO130,Data!$A$6:$A$1806,Data!$E$6:$E$1806))","v":-228.36515808105469},{"$f":"LOOKUP($AO130,Data!$A$6:$A$1806,Data!$F$6:$F$1806)","v":0},{"$f":"LOOKUP($AO130,Data!$A$6:$A$1806,Data!$G$6:$G$1806)","v":0},{"$f":"LOOKUP($AO130,Data!$A$6:$A$1806,Data!$H$6:$H$1806)","v":0},{"$f":"LOOKUP($AO130,Data!$A$6:$A$1806,Data!$I$6:$I$1806)","v":0},{"$f":"LOOKUP($AO130,Data!$A$6:$A$1806,Data!$J$6:$J$1806)","v":-653},{"$f":"LOOKUP($AO130,Data!$A$6:$A$1806,Data!$K$6:$K$1806)","v":7647},444.000244140625]
[null,40098.103587962869,{"$f":"LOOKUP(B131,Data!$A$6:$A$1806,Data!B$6:B$1806)","v":59.893001556396484},{"$f":"LOOKUP(B131,Data!$A$6:$A$1806,Data!C$6:C$1806)","v":0},null,null,null,427.9937744140625,427.9937744140625,null,null,-5.0304637976608442,955.41551631070081,{"$f":"AVERAGE(D$79:D131)","v":0},{"$f":"AVERAGE(M$79:M131)","v":1132.9302750609372},543.20649499251613,{"$f":"AVERAGE(P$79:P131)","v":671.48332183286925},633,null,null,null,null,null,null,0,633,-424.47990023502325,null,null,null,null,null,null,null,null,null,null,null,null,null,40098.103587962869,{"$f":"LOOKUP($AO131,Data!$A$6:$A$1806,Data!$B$6:$B$1806)","v":59.893001556396484},{"$f":"LOOKUP($AO131,Data!$A$6:$A$1806,Data!$C$6:$C$1806)","v":0},{"$f":"LOOKUP($AO131,Data!$A$6:$A$1806,Data!$D$6:$D$1806)","v":0},{"$f":"IF($AS$1=\"+\",LOOKUP($AO131,Data!$A$6:$A$1806,Data!$E$6:$E$1806)*-1,LOOKUP($AO131,Data!$A$6:$A$1806,Data!$E$6:$E$1806))","v":-228.36515808105469},{"$f":"LOOKUP($AO131,Data!$A$6:$A$1806,Data!$F$6:$F$1806)","v":0},{"$f":"LOOKUP($AO131,Data!$A$6:$A$1806,Data!$G$6:$G$1806)","v":0},{"$f":"LOOKUP($AO131,Data!$A$6:$A$1806,Data!$H$6:$H$1806)","v":0},{"$f":"LOOKUP($AO131,Data!$A$6:$A$1806,Data!$I$6:$I$1806)","v":0},{"$f":"LOOKUP($AO131,Data!$A$6:$A$1806,Data!$J$6:$J$1806)","v":-653},{"$f":"LOOKUP($AO131,Data!$A$6:$A$1806,Data!$K$6:$K$1806)","v":7648},427.9937744140625]
[null,40098.103611111015,{"$f":"LOOKUP(B132,Data!$A$6:$A$1806,Data!B$6:B$1806)","v":59.898998260498047},{"$f":"LOOKUP(B132,Data!$A$6:$A$1806,Data!C$6:C$1806)","v":0},null,null,null,404.0069580078125,404.0069580078125,null,null,-5.0304637976608442,926.39823610678991,{"$f":"AVERAGE(D$79:D132)","v":0},{"$f":"AVERAGE(M$79:M132)","v":1129.1056076728976},538.17603119485523,{"$f":"AVERAGE(P$79:P132)","v":668.96808993403874},633,null,null,null,null,null,null,0,633,-442.26467172398628,null,null,null,null,null,null,null,null,null,null,null,null,null,40098.103611111015,{"$f":"LOOKUP($AO132,Data!$A$6:$A$1806,Data!$B$6:$B$1806)","v":59.898998260498047},{"$f":"LOOKUP($AO132,Data!$A$6:$A$1806,Data!$C$6:$C$1806)","v":0},{"$f":"LOOKUP($AO132,Data!$A$6:$A$1806,Data!$D$6:$D$1806)","v":0},{"$f":"IF($AS$1=\"+\",LOOKUP($AO132,Data!$A$6:$A$1806,Data!$E$6:$E$1806)*-1,LOOKUP($AO132,Data!$A$6:$A$1806,Data!$E$6:$E$1806))","v":-228.36515808105469},{"$f":"LOOKUP($AO132,Data!$A$6:$A$1806,Data!$F$6:$F$1806)","v":0},{"$f":"LOOKUP($AO132,Data!$A$6:$A$1806,Data!$G$6:$G$1806)","v":0},{"$f":"LOOKUP($AO132,Data!$A$6:$A$1806,Data!$H$6:$H$1806)","v":0},{"$f":"LOOKUP($AO132,Data!$A$6:$A$1806,Data!$I$6:$I$1806)","v":0},{"$f":"LOOKUP($AO132,Data!$A$6:$A$1806,Data!$J$6:$J$1806)","v":-653},{"$f":"LOOKUP($AO132,Data!$A$6:$A$1806,Data!$K$6:$K$1806)","v":7649},404.0069580078125]
[null,40098.103634259161,{"$f":"LOOKUP(B133,Data!$A$6:$A$1806,Data!B$6:B$1806)","v":59.902999877929688},{"$f":"LOOKUP(B133,Data!$A$6:$A$1806,Data!C$6:C$1806)","v":0},null,null,null,388.00048828125,388.00048828125,null,null,-5.0304637976608442,905.36130258256651,{"$f":"AVERAGE(D$79:D133)","v":0},{"$f":"AVERAGE(M$79:M133)","v":1125.0375293985278},533.14556739719433,{"$f":"AVERAGE(P$79:P133)","v":666.45285803520824},633,null,null,null,null,null,null,0,633,-454.98538765521801,null,null,null,null,null,null,null,null,null,null,null,null,null,40098.103634259161,{"$f":"LOOKUP($AO133,Data!$A$6:$A$1806,Data!$B$6:$B$1806)","v":59.902999877929688},{"$f":"LOOKUP($AO133,Data!$A$6:$A$1806,Data!$C$6:$C$1806)","v":0},{"$f":"LOOKUP($AO133,Data!$A$6:$A$1806,Data!$D$6:$D$1806)","v":0},{"$f":"IF($AS$1=\"+\",LOOKUP($AO133,Data!$A$6:$A$1806,Data!$E$6:$E$1806)*-1,LOOKUP($AO133,Data!$A$6:$A$1806,Data!$E$6:$E$1806))","v":-228.36515808105469},{"$f":"LOOKUP($AO133,Data!$A$6:$A$1806,Data!$F$6:$F$1806)","v":0},{"$f":"LOOKUP($AO133,Data!$A$6:$A$1806,Data!$G$6:$G$1806)","v":0},{"$f":"LOOKUP($AO133,Data!$A$6:$A$1806,Data!$H$6:$H$1806)","v":0},{"$f":"LOOKUP($AO133,Data!$A$6:$A$1806,Data!$I$6:$I$1806)","v":0},{"$f":"LOOKUP($AO133,Data!$A$6:$A$1806,Data!$J$6:$J$1806)","v":-653},{"$f":"LOOKUP($AO133,Data!$A$6:$A$1806,Data!$K$6:$K$1806)","v":7650},388.00048828125]
[null,40098.103657407308,{"$f":"LOOKUP(B134,Data!$A$6:$A$1806,Data!B$6:B$1806)","v":59.902000427246094},{"$f":"LOOKUP(B134,Data!$A$6:$A$1806,Data!C$6:C$1806)","v":0},null,null,null,391.998291015625,391.998291015625,null,null,-5.0304637976608442,904.32864151928061,{"$f":"AVERAGE(D$79:D134)","v":0},{"$f":"AVERAGE(M$79:M134)","v":1121.096299257827},528.11510359953343,{"$f":"AVERAGE(P$79:P134)","v":663.93762613637784},633,null,null,null,null,null,null,0,633,-451.7401700792546,null,null,null,null,null,null,null,null,null,null,null,null,null,40098.103657407308,{"$f":"LOOKUP($AO134,Data!$A$6:$A$1806,Data!$B$6:$B$1806)","v":59.902000427246094},{"$f":"LOOKUP($AO134,Data!$A$6:$A$1806,Data!$C$6:$C$1806)","v":0},{"$f":"LOOKUP($AO134,Data!$A$6:$A$1806,Data!$D$6:$D$1806)","v":0},{"$f":"IF($AS$1=\"+\",LOOKUP($AO134,Data!$A$6:$A$1806,Data!$E$6:$E$1806)*-1,LOOKUP($AO134,Data!$A$6:$A$1806,Data!$E$6:$E$1806))","v":-228.36515808105469},{"$f":"LOOKUP($AO134,Data!$A$6:$A$1806,Data!$F$6:$F$1806)","v":0},{"$f":"LOOKUP($AO134,Data!$A$6:$A$1806,Data!$G$6:$G$1806)","v":0},{"$f":"LOOKUP($AO134,Data!$A$6:$A$1806,Data!$H$6:$H$1806)","v":0},{"$f":"LOOKUP($AO134,Data!$A$6:$A$1806,Data!$I$6:$I$1806)","v":0},{"$f":"LOOKUP($AO134,Data!$A$6:$A$1806,Data!$J$6:$J$1806)","v":-653},{"$f":"LOOKUP($AO134,Data!$A$6:$A$1806,Data!$K$6:$K$1806)","v":7651},391.998291015625]
[null,40098.103680555454,{"$f":"LOOKUP(B135,Data!$A$6:$A$1806,Data!B$6:B$1806)","v":59.902000427246094},{"$f":"LOOKUP(B135,Data!$A$6:$A$1806,Data!C$6:C$1806)","v":0},null,null,null,391.998291015625,391.998291015625,null,null,-5.0304637976608442,899.29817772161971,{"$f":"AVERAGE(D$79:D135)","v":0},{"$f":"AVERAGE(M$79:M135)","v":1117.2051041431566},523.08463980187253,{"$f":"AVERAGE(P$79:P135)","v":661.42239423754734},633,null,null,null,null,null,null,0,633,-451.7401700792546,null,null,null,null,null,null,null,null,null,null,null,null,null,40098.103680555454,{"$f":"LOOKUP($AO135,Data!$A$6:$A$1806,Data!$B$6:$B$1806)","v":59.902000427246094},{"$f":"LOOKUP($AO135,Data!$A$6:$A$1806,Data!$C$6:$C$1806)","v":0},{"$f":"LOOKUP($AO135,Data!$A$6:$A$1806,Data!$D$6:$D$1806)","v":0},{"$f":"IF($AS$1=\"+\",LOOKUP($AO135,Data!$A$6:$A$1806,Data!$E$6:$E$1806)*-1,LOOKUP($AO135,Data!$A$6:$A$1806,Data!$E$6:$E$1806))","v":-234.07533264160156},{"$f":"LOOKUP($AO135,Data!$A$6:$A$1806,Data!$F$6:$F$1806)","v":0},{"$f":"LOOKUP($AO135,Data!$A$6:$A$1806,Data!$G$6:$G$1806)","v":0},{"$f":"LOOKUP($AO135,Data!$A$6:$A$1806,Data!$H$6:$H$1806)","v":0},{"$f":"LOOKUP($AO135,Data!$A$6:$A$1806,Data!$I$6:$I$1806)","v":0},{"$f":"LOOKUP($AO135,Data!$A$6:$A$1806,Data!$J$6:$J$1806)","v":-653},{"$f":"LOOKUP($AO135,Data!$A$6:$A$1806,Data!$K$6:$K$1806)","v":7652},391.998291015625]
[null,40098.1037037036,{"$f":"LOOKUP(B136,Data!$A$6:$A$1806,Data!B$6:B$1806)","v":59.903999328613281},{"$f":"LOOKUP(B136,Data!$A$6:$A$1806,Data!C$6:C$1806)","v":0},null,null,null,384.002685546875,384.002685546875,null,null,-5.0304637976608442,886.27210845520881,{"$f":"AVERAGE(D$79:D136)","v":0},{"$f":"AVERAGE(M$79:M136)","v":1113.2235007692266},518.05417600421163,{"$f":"AVERAGE(P$79:P136)","v":658.90716233871683},633,null,null,null,null,null,null,0,633,-458.2775686899966,null,null,null,null,null,null,null,null,null,null,null,null,null,40098.1037037036,{"$f":"LOOKUP($AO136,Data!$A$6:$A$1806,Data!$B$6:$B$1806)","v":59.903999328613281},{"$f":"LOOKUP($AO136,Data!$A$6:$A$1806,Data!$C$6:$C$1806)","v":0},{"$f":"LOOKUP($AO136,Data!$A$6:$A$1806,Data!$D$6:$D$1806)","v":0},{"$f":"IF($AS$1=\"+\",LOOKUP($AO136,Data!$A$6:$A$1806,Data!$E$6:$E$1806)*-1,LOOKUP($AO136,Data!$A$6:$A$1806,Data!$E$6:$E$1806))","v":-234.07533264160156},{"$f":"LOOKUP($AO136,Data!$A$6:$A$1806,Data!$F$6:$F$1806)","v":0},{"$f":"LOOKUP($AO136,Data!$A$6:$A$1806,Data!$G$6:$G$1806)","v":0},{"$f":"LOOKUP($AO136,Data!$A$6:$A$1806,Data!$H$6:$H$1806)","v":0},{"$f":"LOOKUP($AO136,Data!$A$6:$A$1806,Data!$I$6:$I$1806)","v":0},{"$f":"LOOKUP($AO136,Data!$A$6:$A$1806,Data!$J$6:$J$1806)","v":-653},{"$f":"LOOKUP($AO136,Data!$A$6:$A$1806,Data!$K$6:$K$1806)","v":7653},384.002685546875]
[null,40098.103726851747,{"$f":"LOOKUP(B137,Data!$A$6:$A$1806,Data!B$6:B$1806)","v":59.907001495361328},{"$f":"LOOKUP(B137,Data!$A$6:$A$1806,Data!C$6:C$1806)","v":0},null,null,null,371.9940185546875,371.9940185546875,null,null,-5.0304637976608442,869.23297766536041,{"$f":"AVERAGE(D$79:D137)","v":0},{"$f":"AVERAGE(M$79:M137)","v":1109.0880681742458},513.02371220655073,{"$f":"AVERAGE(P$79:P137)","v":656.39193043988644},633,null,null,null,null,null,null,0,633,-468.45953806793119,null,null,null,null,null,null,null,null,null,null,null,null,null,40098.103726851747,{"$f":"LOOKUP($AO137,Data!$A$6:$A$1806,Data!$B$6:$B$1806)","v":59.907001495361328},{"$f":"LOOKUP($AO137,Data!$A$6:$A$1806,Data!$C$6:$C$1806)","v":0},{"$f":"LOOKUP($AO137,Data!$A$6:$A$1806,Data!$D$6:$D$1806)","v":0},{"$f":"IF($AS$1=\"+\",LOOKUP($AO137,Data!$A$6:$A$1806,Data!$E$6:$E$1806)*-1,LOOKUP($AO137,Data!$A$6:$A$1806,Data!$E$6:$E$1806))","v":-234.07533264160156},{"$f":"LOOKUP($AO137,Data!$A$6:$A$1806,Data!$F$6:$F$1806)","v":0},{"$f":"LOOKUP($AO137,Data!$A$6:$A$1806,Data!$G$6:$G$1806)","v":0},{"$f":"LOOKUP($AO137,Data!$A$6:$A$1806,Data!$H$6:$H$1806)","v":0},{"$f":"LOOKUP($AO137,Data!$A$6:$A$1806,Data!$I$6:$I$1806)","v":0},{"$f":"LOOKUP($AO137,Data!$A$6:$A$1806,Data!$J$6:$J$1806)","v":-653},{"$f":"LOOKUP($AO137,Data!$A$6:$A$1806,Data!$K$6:$K$1806)","v":7654},371.9940185546875]
[null,40098.103749999893,{"$f":"LOOKUP(B138,Data!$A$6:$A$1806,Data!B$6:B$1806)","v":59.910999298095703},{"$f":"LOOKUP(B138,Data!$A$6:$A$1806,Data!C$6:C$1806)","v":0},null,null,null,356.0028076171875,356.0028076171875,null,null,-5.0304637976608442,848.21130293019951,{"$f":"AVERAGE(D$79:D138)","v":0},{"$f":"AVERAGE(M$79:M138)","v":1104.7401220868451},507.99324840888988,{"$f":"AVERAGE(P$79:P138)","v":653.87669854105604},633,null,null,null,null,null,null,0,633,-482.74205919466453,null,null,null,null,null,null,null,null,null,null,null,null,null,40098.103749999893,{"$f":"LOOKUP($AO138,Data!$A$6:$A$1806,Data!$B$6:$B$1806)","v":59.910999298095703},{"$f":"LOOKUP($AO138,Data!$A$6:$A$1806,Data!$C$6:$C$1806)","v":0},{"$f":"LOOKUP($AO138,Data!$A$6:$A$1806,Data!$D$6:$D$1806)","v":0},{"$f":"IF($AS$1=\"+\",LOOKUP($AO138,Data!$A$6:$A$1806,Data!$E$6:$E$1806)*-1,LOOKUP($AO138,Data!$A$6:$A$1806,Data!$E$6:$E$1806))","v":-234.07533264160156},{"$f":"LOOKUP($AO138,Data!$A$6:$A$1806,Data!$F$6:$F$1806)","v":0},{"$f":"LOOKUP($AO138,Data!$A$6:$A$1806,Data!$G$6:$G$1806)","v":0},{"$f":"LOOKUP($AO138,Data!$A$6:$A$1806,Data!$H$6:$H$1806)","v":0},{"$f":"LOOKUP($AO138,Data!$A$6:$A$1806,Data!$I$6:$I$1806)","v":0},{"$f":"LOOKUP($AO138,Data!$A$6:$A$1806,Data!$J$6:$J$1806)","v":-653},{"$f":"LOOKUP($AO138,Data!$A$6:$A$1806,Data!$K$6:$K$1806)","v":7655},356.0028076171875]
[null,40098.103773148039,{"$f":"LOOKUP(B139,Data!$A$6:$A$1806,Data!B$6:B$1806)","v":59.916000366210938},{"$f":"LOOKUP(B139,Data!$A$6:$A$1806,Data!C$6:C$1806)","v":0},null,null,null,335.99853515625,335.99853515625,null,null,-5.0304637976608442,823.17656667160111,{"$f":"AVERAGE(D$79:D139)","v":0},{"$f":"AVERAGE(M$79:M139)","v":1100.1243260964311},502.96278461122904,{"$f":"AVERAGE(P$79:P139)","v":651.36146664222554},633,null,null,null,null,null,null,0,633,-501.88361417450841,null,null,null,null,null,null,null,null,null,null,null,null,null,40098.103773148039,{"$f":"LOOKUP($AO139,Data!$A$6:$A$1806,Data!$B$6:$B$1806)","v":59.916000366210938},{"$f":"LOOKUP($AO139,Data!$A$6:$A$1806,Data!$C$6:$C$1806)","v":0},{"$f":"LOOKUP($AO139,Data!$A$6:$A$1806,Data!$D$6:$D$1806)","v":0},{"$f":"IF($AS$1=\"+\",LOOKUP($AO139,Data!$A$6:$A$1806,Data!$E$6:$E$1806)*-1,LOOKUP($AO139,Data!$A$6:$A$1806,Data!$E$6:$E$1806))","v":-234.07533264160156},{"$f":"LOOKUP($AO139,Data!$A$6:$A$1806,Data!$F$6:$F$1806)","v":0},{"$f":"LOOKUP($AO139,Data!$A$6:$A$1806,Data!$G$6:$G$1806)","v":0},{"$f":"LOOKUP($AO139,Data!$A$6:$A$1806,Data!$H$6:$H$1806)","v":0},{"$f":"LOOKUP($AO139,Data!$A$6:$A$1806,Data!$I$6:$I$1806)","v":0},{"$f":"LOOKUP($AO139,Data!$A$6:$A$1806,Data!$J$6:$J$1806)","v":-653},{"$f":"LOOKUP($AO139,Data!$A$6:$A$1806,Data!$K$6:$K$1806)","v":7655},335.99853515625]
[null,40098.103796296185,{"$f":"LOOKUP(B140,Data!$A$6:$A$1806,Data!B$6:B$1806)","v":59.916000366210938},{"$f":"LOOKUP(B140,Data!$A$6:$A$1806,Data!C$6:C$1806)","v":0},null,null,null,335.99853515625,335.99853515625,null,null,-5.0304637976608442,818.14610287394021,{"$f":"AVERAGE(D$79:D140)","v":0},{"$f":"AVERAGE(M$79:M140)","v":1095.5762902380038},497.9323208135682,{"$f":"AVERAGE(P$79:P140)","v":648.84623474339514},633,null,null,null,null,null,null,0,633,-501.88361417450841,null,null,null,null,null,null,null,null,null,null,null,null,null,40098.103796296185,{"$f":"LOOKUP($AO140,Data!$A$6:$A$1806,Data!$B$6:$B$1806)","v":59.916000366210938},{"$f":"LOOKUP($AO140,Data!$A$6:$A$1806,Data!$C$6:$C$1806)","v":0},{"$f":"LOOKUP($AO140,Data!$A$6:$A$1806,Data!$D$6:$D$1806)","v":0},{"$f":"IF($AS$1=\"+\",LOOKUP($AO140,Data!$A$6:$A$1806,Data!$E$6:$E$1806)*-1,LOOKUP($AO140,Data!$A$6:$A$1806,Data!$E$6:$E$1806))","v":-228.79815673828125},{"$f":"LOOKUP($AO140,Data!$A$6:$A$1806,Data!$F$6:$F$1806)","v":0},{"$f":"LOOKUP($AO140,Data!$A$6:$A$1806,Data!$G$6:$G$1806)","v":0},{"$f":"LOOKUP($AO140,Data!$A$6:$A$1806,Data!$H$6:$H$1806)","v":0},{"$f":"LOOKUP($AO140,Data!$A$6:$A$1806,Data!$I$6:$I$1806)","v":0},{"$f":"LOOKUP($AO140,Data!$A$6:$A$1806,Data!$J$6:$J$1806)","v":-653},{"$f":"LOOKUP($AO140,Data!$A$6:$A$1806,Data!$K$6:$K$1806)","v":7656},335.99853515625]
[null,40098.103819444332,{"$f":"LOOKUP(B141,Data!$A$6:$A$1806,Data!B$6:B$1806)","v":59.916999816894531},{"$f":"LOOKUP(B141,Data!$A$6:$A$1806,Data!C$6:C$1806)","v":0},null,null,null,332.000732421875,332.000732421875,null,null,-5.0304637976608442,809.11783634190431,{"$f":"AVERAGE(D$79:D141)","v":0},{"$f":"AVERAGE(M$79:M141)","v":1091.0293306523515},492.90185701590735,{"$f":"AVERAGE(P$79:P141)","v":646.33100284456464},633,null,null,null,null,null,null,0,633,-505.89245561284571,null,null,null,null,null,null,null,null,null,null,null,null,null,40098.103819444332,{"$f":"LOOKUP($AO141,Data!$A$6:$A$1806,Data!$B$6:$B$1806)","v":59.916999816894531},{"$f":"LOOKUP($AO141,Data!$A$6:$A$1806,Data!$C$6:$C$1806)","v":0},{"$f":"LOOKUP($AO141,Data!$A$6:$A$1806,Data!$D$6:$D$1806)","v":0},{"$f":"IF($AS$1=\"+\",LOOKUP($AO141,Data!$A$6:$A$1806,Data!$E$6:$E$1806)*-1,LOOKUP($AO141,Data!$A$6:$A$1806,Data!$E$6:$E$1806))","v":-228.79815673828125},{"$f":"LOOKUP($AO141,Data!$A$6:$A$1806,Data!$F$6:$F$1806)","v":0},{"$f":"LOOKUP($AO141,Data!$A$6:$A$1806,Data!$G$6:$G$1806)","v":0},{"$f":"LOOKUP($AO141,Data!$A$6:$A$1806,Data!$H$6:$H$1806)","v":0},{"$f":"LOOKUP($AO141,Data!$A$6:$A$1806,Data!$I$6:$I$1806)","v":0},{"$f":"LOOKUP($AO141,Data!$A$6:$A$1806,Data!$J$6:$J$1806)","v":-653},{"$f":"LOOKUP($AO141,Data!$A$6:$A$1806,Data!$K$6:$K$1806)","v":7656},332.000732421875]
[null,40098.103842592478,{"$f":"LOOKUP(B142,Data!$A$6:$A$1806,Data!B$6:B$1806)","v":59.917999267578125},{"$f":"LOOKUP(B142,Data!$A$6:$A$1806,Data!C$6:C$1806)","v":0},null,null,null,328.0029296875,328.0029296875,null,null,-5.0304637976608442,800.08956980986841,{"$f":"AVERAGE(D$79:D142)","v":0},{"$f":"AVERAGE(M$79:M142)","v":1086.4833968891876},487.87139321824651,{"$f":"AVERAGE(P$79:P142)","v":643.81577094573424},633,null,null,null,null,null,null,0,633,-509.96585468919869,null,null,null,null,null,null,null,null,null,null,null,null,null,40098.103842592478,{"$f":"LOOKUP($AO142,Data!$A$6:$A$1806,Data!$B$6:$B$1806)","v":59.917999267578125},{"$f":"LOOKUP($AO142,Data!$A$6:$A$1806,Data!$C$6:$C$1806)","v":0},{"$f":"LOOKUP($AO142,Data!$A$6:$A$1806,Data!$D$6:$D$1806)","v":0},{"$f":"IF($AS$1=\"+\",LOOKUP($AO142,Data!$A$6:$A$1806,Data!$E$6:$E$1806)*-1,LOOKUP($AO142,Data!$A$6:$A$1806,Data!$E$6:$E$1806))","v":-228.79815673828125},{"$f":"LOOKUP($AO142,Data!$A$6:$A$1806,Data!$F$6:$F$1806)","v":0},{"$f":"LOOKUP($AO142,Data!$A$6:$A$1806,Data!$G$6:$G$1806)","v":0},{"$f":"LOOKUP($AO142,Data!$A$6:$A$1806,Data!$H$6:$H$1806)","v":0},{"$f":"LOOKUP($AO142,Data!$A$6:$A$1806,Data!$I$6:$I$1806)","v":0},{"$f":"LOOKUP($AO142,Data!$A$6:$A$1806,Data!$J$6:$J$1806)","v":-653},{"$f":"LOOKUP($AO142,Data!$A$6:$A$1806,Data!$K$6:$K$1806)","v":7657},328.0029296875]
[null,40098.103865740624,{"$f":"LOOKUP(B143,Data!$A$6:$A$1806,Data!B$6:B$1806)","v":59.919998168945313},{"$f":"LOOKUP(B143,Data!$A$6:$A$1806,Data!C$6:C$1806)","v":0},null,null,null,320.00732421875,320.00732421875,null,null,-5.0304637976608442,787.06350054345751,{"$f":"AVERAGE(D$79:D143)","v":0},{"$f":"AVERAGE(M$79:M143)","v":1081.8769369454071},482.84092942058567,{"$f":"AVERAGE(P$79:P143)","v":641.30053904690374},633,null,null,null,null,null,null,0,633,-518.3126655968515,null,null,null,null,null,null,null,null,null,null,null,null,null,40098.103865740624,{"$f":"LOOKUP($AO143,Data!$A$6:$A$1806,Data!$B$6:$B$1806)","v":59.919998168945313},{"$f":"LOOKUP($AO143,Data!$A$6:$A$1806,Data!$C$6:$C$1806)","v":0},{"$f":"LOOKUP($AO143,Data!$A$6:$A$1806,Data!$D$6:$D$1806)","v":0},{"$f":"IF($AS$1=\"+\",LOOKUP($AO143,Data!$A$6:$A$1806,Data!$E$6:$E$1806)*-1,LOOKUP($AO143,Data!$A$6:$A$1806,Data!$E$6:$E$1806))","v":-228.79815673828125},{"$f":"LOOKUP($AO143,Data!$A$6:$A$1806,Data!$F$6:$F$1806)","v":0},{"$f":"LOOKUP($AO143,Data!$A$6:$A$1806,Data!$G$6:$G$1806)","v":0},{"$f":"LOOKUP($AO143,Data!$A$6:$A$1806,Data!$H$6:$H$1806)","v":0},{"$f":"LOOKUP($AO143,Data!$A$6:$A$1806,Data!$I$6:$I$1806)","v":0},{"$f":"LOOKUP($AO143,Data!$A$6:$A$1806,Data!$J$6:$J$1806)","v":-653},{"$f":"LOOKUP($AO143,Data!$A$6:$A$1806,Data!$K$6:$K$1806)","v":7657},320.00732421875]
[null,40098.103888888771,{"$f":"LOOKUP(B144,Data!$A$6:$A$1806,Data!B$6:B$1806)","v":59.921001434326172},{"$f":"LOOKUP(B144,Data!$A$6:$A$1806,Data!C$6:C$1806)","v":0},null,null,null,315.9942626953125,315.9942626953125,null,null,{"$f":"IF(B144>G$3,0,(K$21*0.000023148/K$22))","v":-5.0304637976608442},{"$f":"M143+L144+(I144-I143)","v":778.01997522235911},{"$f":"AVERAGE(D$79:D144)","v":0},{"$f":"AVERAGE(M$79:M144)","v":1077.2730435859669},477.81046562292482,{"$f":"AVERAGE(P$79:P144)","v":638.78530714807334},633,null,null,null,null,null,null,0,633,{"$f":"Z144/((C144-G$4)*10)","v":-522.60583666318917},null,null,null,null,null,null,null,null,null,null,null,null,null,40098.103888888771,{"$f":"LOOKUP($AO144,Data!$A$6:$A$1806,Data!$B$6:$B$1806)","v":59.921001434326172},{"$f":"LOOKUP($AO144,Data!$A$6:$A$1806,Data!$C$6:$C$1806)","v":0},{"$f":"LOOKUP($AO144,Data!$A$6:$A$1806,Data!$D$6:$D$1806)","v":0},{"$f":"IF($AS$1=\"+\",LOOKUP($AO144,Data!$A$6:$A$1806,Data!$E$6:$E$1806)*-1,LOOKUP($AO144,Data!$A$6:$A$1806,Data!$E$6:$E$1806))","v":-228.79815673828125},{"$f":"LOOKUP($AO144,Data!$A$6:$A$1806,Data!$F$6:$F$1806)","v":0},{"$f":"LOOKUP($AO144,Data!$A$6:$A$1806,Data!$G$6:$G$1806)","v":0},{"$f":"LOOKUP($AO144,Data!$A$6:$A$1806,Data!$H$6:$H$1806)","v":0},{"$f":"LOOKUP($AO144,Data!$A$6:$A$1806,Data!$I$6:$I$1806)","v":0},{"$f":"LOOKUP($AO144,Data!$A$6:$A$1806,Data!$J$6:$J$1806)","v":-653},{"$f":"LOOKUP($AO144,Data!$A$6:$A$1806,Data!$K$6:$K$1806)","v":7658},315.9942626953125]
[null,40098.103912036917,{"$f":"LOOKUP(B145,Data!$A$6:$A$1806,Data!B$6:B$1806)","v":59.919998168945313},{"$f":"LOOKUP(B145,Data!$A$6:$A$1806,Data!C$6:C$1806)","v":0},null,null,null,320.00732421875,320.00732421875,null,null,-5.0304637976608442,777.00257294813571,{"$f":"AVERAGE(D$79:D145)","v":0},{"$f":"AVERAGE(M$79:M145)","v":1072.7913947704772},472.78000182526398,{"$f":"AVERAGE(P$79:P145)","v":636.27007524924295},{"$f":"R$41","v":633},null,null,null,null,null,null,0,633,-518.3126655968515,null,null,null,null,null,null,null,null,null,null,null,null,null,{"$f":"AO144+TIME(0,0,$B$1)","v":40098.103912036917},{"$f":"LOOKUP($AO145,Data!$A$6:$A$1806,Data!$B$6:$B$1806)","v":59.919998168945313},{"$f":"LOOKUP($AO145,Data!$A$6:$A$1806,Data!$C$6:$C$1806)","v":0},{"$f":"LOOKUP($AO145,Data!$A$6:$A$1806,Data!$D$6:$D$1806)","v":0},{"$f":"IF($AS$1=\"+\",LOOKUP($AO145,Data!$A$6:$A$1806,Data!$E$6:$E$1806)*-1,LOOKUP($AO145,Data!$A$6:$A$1806,Data!$E$6:$E$1806))","v":-229.46696472167969},{"$f":"LOOKUP($AO145,Data!$A$6:$A$1806,Data!$F$6:$F$1806)","v":0},{"$f":"LOOKUP($AO145,Data!$A$6:$A$1806,Data!$G$6:$G$1806)","v":0},{"$f":"LOOKUP($AO145,Data!$A$6:$A$1806,Data!$H$6:$H$1806)","v":0},{"$f":"LOOKUP($AO145,Data!$A$6:$A$1806,Data!$I$6:$I$1806)","v":0},{"$f":"LOOKUP($AO145,Data!$A$6:$A$1806,Data!$J$6:$J$1806)","v":-653},{"$f":"LOOKUP($AO145,Data!$A$6:$A$1806,Data!$K$6:$K$1806)","v":7658},320.00732421875]
[null,40098.103935185063,{"$f":"LOOKUP(B146,Data!$A$6:$A$1806,Data!B$6:B$1806)","v":59.916999816894531},{"$f":"LOOKUP(B146,Data!$A$6:$A$1806,Data!C$6:C$1806)","v":0},null,null,null,332.000732421875,332.000732421875,null,null,-5.0304637976608442,783.96551735359981,{"$f":"AVERAGE(D$79:D146)","v":0},{"$f":"AVERAGE(M$79:M146)","v":1068.5439553966994},{"$f":"P145+L146","v":467.74953802760314},{"$f":"AVERAGE(P$79:P146)","v":633.75484335041244},633,null,null,null,null,null,null,0,633,-505.89245561284571,null,null,null,null,null,null,null,null,null,null,null,null,null,40098.103935185063,{"$f":"LOOKUP($AO146,Data!$A$6:$A$1806,Data!$B$6:$B$1806)","v":59.916999816894531},{"$f":"LOOKUP($AO146,Data!$A$6:$A$1806,Data!$C$6:$C$1806)","v":0},{"$f":"LOOKUP($AO146,Data!$A$6:$A$1806,Data!$D$6:$D$1806)","v":0},{"$f":"IF($AS$1=\"+\",LOOKUP($AO146,Data!$A$6:$A$1806,Data!$E$6:$E$1806)*-1,LOOKUP($AO146,Data!$A$6:$A$1806,Data!$E$6:$E$1806))","v":-229.46696472167969},{"$f":"LOOKUP($AO146,Data!$A$6:$A$1806,Data!$F$6:$F$1806)","v":0},{"$f":"LOOKUP($AO146,Data!$A$6:$A$1806,Data!$G$6:$G$1806)","v":0},{"$f":"LOOKUP($AO146,Data!$A$6:$A$1806,Data!$H$6:$H$1806)","v":0},{"$f":"LOOKUP($AO146,Data!$A$6:$A$1806,Data!$I$6:$I$1806)","v":0},{"$f":"LOOKUP($AO146,Data!$A$6:$A$1806,Data!$J$6:$J$1806)","v":-653},{"$f":"LOOKUP($AO146,Data!$A$6:$A$1806,Data!$K$6:$K$1806)","v":7659},332.000732421875]
[null,40098.103958333209,{"$f":"LOOKUP(B147,Data!$A$6:$A$1806,Data!B$6:B$1806)","v":59.919998168945313},{"$f":"LOOKUP(B147,Data!$A$6:$A$1806,Data!C$6:C$1806)","v":0},null,null,null,320.00732421875,320.00732421875,null,null,-5.0304637976608442,766.94164535281391,{"$f":"AVERAGE(D$79:D147)","v":0},{"$f":"AVERAGE(M$79:M147)","v":1064.1729074250488},462.71907422994229,{"$f":"AVERAGE(P$79:P147)","v":631.23961145158205},633,null,null,null,null,null,null,0,633,-518.3126655968515,null,null,null,null,null,null,null,null,null,null,null,null,null,40098.103958333209,{"$f":"LOOKUP($AO147,Data!$A$6:$A$1806,Data!$B$6:$B$1806)","v":59.919998168945313},{"$f":"LOOKUP($AO147,Data!$A$6:$A$1806,Data!$C$6:$C$1806)","v":0},{"$f":"LOOKUP($AO147,Data!$A$6:$A$1806,Data!$D$6:$D$1806)","v":0},{"$f":"IF($AS$1=\"+\",LOOKUP($AO147,Data!$A$6:$A$1806,Data!$E$6:$E$1806)*-1,LOOKUP($AO147,Data!$A$6:$A$1806,Data!$E$6:$E$1806))","v":-229.46696472167969},{"$f":"LOOKUP($AO147,Data!$A$6:$A$1806,Data!$F$6:$F$1806)","v":0},{"$f":"LOOKUP($AO147,Data!$A$6:$A$1806,Data!$G$6:$G$1806)","v":0},{"$f":"LOOKUP($AO147,Data!$A$6:$A$1806,Data!$H$6:$H$1806)","v":0},{"$f":"LOOKUP($AO147,Data!$A$6:$A$1806,Data!$I$6:$I$1806)","v":0},{"$f":"LOOKUP($AO147,Data!$A$6:$A$1806,Data!$J$6:$J$1806)","v":-653},{"$f":"LOOKUP($AO147,Data!$A$6:$A$1806,Data!$K$6:$K$1806)","v":7659},320.00732421875]
[null,40098.103981481356,{"$f":"LOOKUP(B148,Data!$A$6:$A$1806,Data!B$6:B$1806)","v":59.921001434326172},{"$f":"LOOKUP(B148,Data!$A$6:$A$1806,Data!C$6:C$1806)","v":0},null,null,null,315.9942626953125,315.9942626953125,null,null,-5.0304637976608442,757.89812003171551,{"$f":"AVERAGE(D$79:D148)","v":0},{"$f":"AVERAGE(M$79:M148)","v":1059.7975533194299},457.68861043228145,{"$f":"AVERAGE(P$79:P148)","v":628.72437955275166},633,null,null,null,null,null,null,0,633,-522.60583666318917,null,null,null,null,null,null,null,null,null,null,null,null,null,40098.103981481356,{"$f":"LOOKUP($AO148,Data!$A$6:$A$1806,Data!$B$6:$B$1806)","v":59.921001434326172},{"$f":"LOOKUP($AO148,Data!$A$6:$A$1806,Data!$C$6:$C$1806)","v":0},{"$f":"LOOKUP($AO148,Data!$A$6:$A$1806,Data!$D$6:$D$1806)","v":0},{"$f":"IF($AS$1=\"+\",LOOKUP($AO148,Data!$A$6:$A$1806,Data!$E$6:$E$1806)*-1,LOOKUP($AO148,Data!$A$6:$A$1806,Data!$E$6:$E$1806))","v":-229.46696472167969},{"$f":"LOOKUP($AO148,Data!$A$6:$A$1806,Data!$F$6:$F$1806)","v":0},{"$f":"LOOKUP($AO148,Data!$A$6:$A$1806,Data!$G$6:$G$1806)","v":0},{"$f":"LOOKUP($AO148,Data!$A$6:$A$1806,Data!$H$6:$H$1806)","v":0},{"$f":"LOOKUP($AO148,Data!$A$6:$A$1806,Data!$I$6:$I$1806)","v":0},{"$f":"LOOKUP($AO148,Data!$A$6:$A$1806,Data!$J$6:$J$1806)","v":-653},{"$f":"LOOKUP($AO148,Data!$A$6:$A$1806,Data!$K$6:$K$1806)","v":7659},315.9942626953125]
[null,40098.104004629502,{"$f":"LOOKUP(B149,Data!$A$6:$A$1806,Data!B$6:B$1806)","v":59.923000335693359},{"$f":"LOOKUP(B149,Data!$A$6:$A$1806,Data!C$6:C$1806)","v":0},null,null,null,307.9986572265625,307.9986572265625,null,null,-5.0304637976608442,744.87205076530461,{"$f":"AVERAGE(D$79:D149)","v":0},{"$f":"AVERAGE(M$79:M149)","v":1055.3619828609212},452.65814663462061,{"$f":"AVERAGE(P$79:P149)","v":626.20914765392115},633,null,null,null,null,null,null,0,633,-531.37509997077927,null,null,null,null,null,null,null,null,null,null,null,null,null,40098.104004629502,{"$f":"LOOKUP($AO149,Data!$A$6:$A$1806,Data!$B$6:$B$1806)","v":59.923000335693359},{"$f":"LOOKUP($AO149,Data!$A$6:$A$1806,Data!$C$6:$C$1806)","v":0},{"$f":"LOOKUP($AO149,Data!$A$6:$A$1806,Data!$D$6:$D$1806)","v":0},{"$f":"IF($AS$1=\"+\",LOOKUP($AO149,Data!$A$6:$A$1806,Data!$E$6:$E$1806)*-1,LOOKUP($AO149,Data!$A$6:$A$1806,Data!$E$6:$E$1806))","v":-229.46696472167969},{"$f":"LOOKUP($AO149,Data!$A$6:$A$1806,Data!$F$6:$F$1806)","v":0},{"$f":"LOOKUP($AO149,Data!$A$6:$A$1806,Data!$G$6:$G$1806)","v":0},{"$f":"LOOKUP($AO149,Data!$A$6:$A$1806,Data!$H$6:$H$1806)","v":0},{"$f":"LOOKUP($AO149,Data!$A$6:$A$1806,Data!$I$6:$I$1806)","v":0},{"$f":"LOOKUP($AO149,Data!$A$6:$A$1806,Data!$J$6:$J$1806)","v":-653},{"$f":"LOOKUP($AO149,Data!$A$6:$A$1806,Data!$K$6:$K$1806)","v":7660},307.9986572265625]
[null,40098.104027777648,{"$f":"LOOKUP(B150,Data!$A$6:$A$1806,Data!B$6:B$1806)","v":59.925998687744141},{"$f":"LOOKUP(B150,Data!$A$6:$A$1806,Data!C$6:C$1806)","v":0},null,null,null,296.0052490234375,296.0052490234375,null,null,-5.0304637976608442,727.84817876451871,{"$f":"AVERAGE(D$79:D150)","v":0},{"$f":"AVERAGE(M$79:M150)","v":1050.8131800262488},447.62768283695976,{"$f":"AVERAGE(P$79:P150)","v":623.69391575509064},633,null,null,null,null,null,null,0,633,-545.09504424415377,null,null,null,null,null,null,null,null,null,null,null,null,null,40098.104027777648,{"$f":"LOOKUP($AO150,Data!$A$6:$A$1806,Data!$B$6:$B$1806)","v":59.925998687744141},{"$f":"LOOKUP($AO150,Data!$A$6:$A$1806,Data!$C$6:$C$1806)","v":0},{"$f":"LOOKUP($AO150,Data!$A$6:$A$1806,Data!$D$6:$D$1806)","v":0},{"$f":"IF($AS$1=\"+\",LOOKUP($AO150,Data!$A$6:$A$1806,Data!$E$6:$E$1806)*-1,LOOKUP($AO150,Data!$A$6:$A$1806,Data!$E$6:$E$1806))","v":-228.98016357421875},{"$f":"LOOKUP($AO150,Data!$A$6:$A$1806,Data!$F$6:$F$1806)","v":0},{"$f":"LOOKUP($AO150,Data!$A$6:$A$1806,Data!$G$6:$G$1806)","v":0},{"$f":"LOOKUP($AO150,Data!$A$6:$A$1806,Data!$H$6:$H$1806)","v":0},{"$f":"LOOKUP($AO150,Data!$A$6:$A$1806,Data!$I$6:$I$1806)","v":0},{"$f":"LOOKUP($AO150,Data!$A$6:$A$1806,Data!$J$6:$J$1806)","v":-653},{"$f":"LOOKUP($AO150,Data!$A$6:$A$1806,Data!$K$6:$K$1806)","v":7660},296.0052490234375]
[null,40098.104050925795,{"$f":"LOOKUP(B151,Data!$A$6:$A$1806,Data!B$6:B$1806)","v":59.924999237060547},{"$f":"LOOKUP(B151,Data!$A$6:$A$1806,Data!C$6:C$1806)","v":0},null,null,null,300.0030517578125,300.0030517578125,null,null,-5.0304637976608442,726.81551770123281,{"$f":"AVERAGE(D$79:D151)","v":0},{"$f":"AVERAGE(M$79:M151)","v":1046.3748558848104},442.59721903929892,{"$f":"AVERAGE(P$79:P151)","v":621.17868385626025},633,null,null,null,null,null,null,0,633,-540.44368015437794,null,null,null,null,null,null,null,null,null,null,null,null,null,40098.104050925795,{"$f":"LOOKUP($AO151,Data!$A$6:$A$1806,Data!$B$6:$B$1806)","v":59.924999237060547},{"$f":"LOOKUP($AO151,Data!$A$6:$A$1806,Data!$C$6:$C$1806)","v":0},{"$f":"LOOKUP($AO151,Data!$A$6:$A$1806,Data!$D$6:$D$1806)","v":0},{"$f":"IF($AS$1=\"+\",LOOKUP($AO151,Data!$A$6:$A$1806,Data!$E$6:$E$1806)*-1,LOOKUP($AO151,Data!$A$6:$A$1806,Data!$E$6:$E$1806))","v":-228.98016357421875},{"$f":"LOOKUP($AO151,Data!$A$6:$A$1806,Data!$F$6:$F$1806)","v":0},{"$f":"LOOKUP($AO151,Data!$A$6:$A$1806,Data!$G$6:$G$1806)","v":0},{"$f":"LOOKUP($AO151,Data!$A$6:$A$1806,Data!$H$6:$H$1806)","v":0},{"$f":"LOOKUP($AO151,Data!$A$6:$A$1806,Data!$I$6:$I$1806)","v":0},{"$f":"LOOKUP($AO151,Data!$A$6:$A$1806,Data!$J$6:$J$1806)","v":-653},{"$f":"LOOKUP($AO151,Data!$A$6:$A$1806,Data!$K$6:$K$1806)","v":7661},300.0030517578125]
[null,40098.104074073941,{"$f":"LOOKUP(B152,Data!$A$6:$A$1806,Data!B$6:B$1806)","v":59.928001403808594},{"$f":"LOOKUP(B152,Data!$A$6:$A$1806,Data!C$6:C$1806)","v":0},null,null,null,287.994384765625,287.994384765625,null,null,-5.0304637976608442,709.77638691138441,{"$f":"AVERAGE(D$79:D152)","v":0},{"$f":"AVERAGE(M$79:M152)","v":1041.8262279257099},437.56675524163808,{"$f":"AVERAGE(P$79:P152)","v":618.66345195742986},633,null,null,null,null,null,null,0,633,-554.66071239058226,null,null,null,null,null,null,null,null,null,null,null,null,null,40098.104074073941,{"$f":"LOOKUP($AO152,Data!$A$6:$A$1806,Data!$B$6:$B$1806)","v":59.928001403808594},{"$f":"LOOKUP($AO152,Data!$A$6:$A$1806,Data!$C$6:$C$1806)","v":0},{"$f":"LOOKUP($AO152,Data!$A$6:$A$1806,Data!$D$6:$D$1806)","v":0},{"$f":"IF($AS$1=\"+\",LOOKUP($AO152,Data!$A$6:$A$1806,Data!$E$6:$E$1806)*-1,LOOKUP($AO152,Data!$A$6:$A$1806,Data!$E$6:$E$1806))","v":-228.98016357421875},{"$f":"LOOKUP($AO152,Data!$A$6:$A$1806,Data!$F$6:$F$1806)","v":0},{"$f":"LOOKUP($AO152,Data!$A$6:$A$1806,Data!$G$6:$G$1806)","v":0},{"$f":"LOOKUP($AO152,Data!$A$6:$A$1806,Data!$H$6:$H$1806)","v":0},{"$f":"LOOKUP($AO152,Data!$A$6:$A$1806,Data!$I$6:$I$1806)","v":0},{"$f":"LOOKUP($AO152,Data!$A$6:$A$1806,Data!$J$6:$J$1806)","v":-653},{"$f":"LOOKUP($AO152,Data!$A$6:$A$1806,Data!$K$6:$K$1806)","v":7661},287.994384765625]
[null,40098.104097222087,{"$f":"LOOKUP(B153,Data!$A$6:$A$1806,Data!B$6:B$1806)","v":59.926998138427734},{"$f":"LOOKUP(B153,Data!$A$6:$A$1806,Data!C$6:C$1806)","v":0},null,null,null,292.0074462890625,292.0074462890625,null,null,-5.0304637976608442,708.75898463716101,{"$f":"AVERAGE(D$79:D153)","v":0},{"$f":"AVERAGE(M$79:M153)","v":1037.3853313485292},432.53629144397723,{"$f":"AVERAGE(P$79:P153)","v":616.14822005859935},633,null,null,null,null,null,null,0,633,-549.82716793889972,null,null,null,null,null,null,null,null,null,null,null,null,null,40098.104097222087,{"$f":"LOOKUP($AO153,Data!$A$6:$A$1806,Data!$B$6:$B$1806)","v":59.926998138427734},{"$f":"LOOKUP($AO153,Data!$A$6:$A$1806,Data!$C$6:$C$1806)","v":0},{"$f":"LOOKUP($AO153,Data!$A$6:$A$1806,Data!$D$6:$D$1806)","v":0},{"$f":"IF($AS$1=\"+\",LOOKUP($AO153,Data!$A$6:$A$1806,Data!$E$6:$E$1806)*-1,LOOKUP($AO153,Data!$A$6:$A$1806,Data!$E$6:$E$1806))","v":-228.98016357421875},{"$f":"LOOKUP($AO153,Data!$A$6:$A$1806,Data!$F$6:$F$1806)","v":0},{"$f":"LOOKUP($AO153,Data!$A$6:$A$1806,Data!$G$6:$G$1806)","v":0},{"$f":"LOOKUP($AO153,Data!$A$6:$A$1806,Data!$H$6:$H$1806)","v":0},{"$f":"LOOKUP($AO153,Data!$A$6:$A$1806,Data!$I$6:$I$1806)","v":0},{"$f":"LOOKUP($AO153,Data!$A$6:$A$1806,Data!$J$6:$J$1806)","v":-653},{"$f":"LOOKUP($AO153,Data!$A$6:$A$1806,Data!$K$6:$K$1806)","v":7662},292.0074462890625]
[null,40098.104120370233,{"$f":"LOOKUP(B154,Data!$A$6:$A$1806,Data!B$6:B$1806)","v":59.931999206542969},{"$f":"LOOKUP(B154,Data!$A$6:$A$1806,Data!C$6:C$1806)","v":0},null,null,null,272.003173828125,272.003173828125,null,null,-5.0304637976608442,683.72424837856261,{"$f":"AVERAGE(D$79:D154)","v":0},{"$f":"AVERAGE(M$79:M154)","v":1032.7318960462928},427.50582764631639,{"$f":"AVERAGE(P$79:P154)","v":613.63298815976896},633,null,null,null,null,null,null,0,633,-574.79604591450129,null,null,null,null,null,null,null,null,null,null,null,null,null,40098.104120370233,{"$f":"LOOKUP($AO154,Data!$A$6:$A$1806,Data!$B$6:$B$1806)","v":59.931999206542969},{"$f":"LOOKUP($AO154,Data!$A$6:$A$1806,Data!$C$6:$C$1806)","v":0},{"$f":"LOOKUP($AO154,Data!$A$6:$A$1806,Data!$D$6:$D$1806)","v":0},{"$f":"IF($AS$1=\"+\",LOOKUP($AO154,Data!$A$6:$A$1806,Data!$E$6:$E$1806)*-1,LOOKUP($AO154,Data!$A$6:$A$1806,Data!$E$6:$E$1806))","v":-228.98016357421875},{"$f":"LOOKUP($AO154,Data!$A$6:$A$1806,Data!$F$6:$F$1806)","v":0},{"$f":"LOOKUP($AO154,Data!$A$6:$A$1806,Data!$G$6:$G$1806)","v":0},{"$f":"LOOKUP($AO154,Data!$A$6:$A$1806,Data!$H$6:$H$1806)","v":0},{"$f":"LOOKUP($AO154,Data!$A$6:$A$1806,Data!$I$6:$I$1806)","v":0},{"$f":"LOOKUP($AO154,Data!$A$6:$A$1806,Data!$J$6:$J$1806)","v":-653},{"$f":"LOOKUP($AO154,Data!$A$6:$A$1806,Data!$K$6:$K$1806)","v":7662},272.003173828125]
[null,40098.10414351838,{"$f":"LOOKUP(B155,Data!$A$6:$A$1806,Data!B$6:B$1806)","v":59.926998138427734},{"$f":"LOOKUP(B155,Data!$A$6:$A$1806,Data!C$6:C$1806)","v":0},null,null,null,292.0074462890625,292.0074462890625,null,null,-5.0304637976608442,698.69805704183921,{"$f":"AVERAGE(D$79:D155)","v":0},{"$f":"AVERAGE(M$79:M155)","v":1028.3937942410403},422.47536384865555,{"$f":"AVERAGE(P$79:P155)","v":611.11775626093856},633,null,null,null,null,null,null,0,633,-549.82716793889972,null,null,null,null,null,null,null,null,null,null,null,null,null,40098.10414351838,{"$f":"LOOKUP($AO155,Data!$A$6:$A$1806,Data!$B$6:$B$1806)","v":59.926998138427734},{"$f":"LOOKUP($AO155,Data!$A$6:$A$1806,Data!$C$6:$C$1806)","v":0},{"$f":"LOOKUP($AO155,Data!$A$6:$A$1806,Data!$D$6:$D$1806)","v":0},{"$f":"IF($AS$1=\"+\",LOOKUP($AO155,Data!$A$6:$A$1806,Data!$E$6:$E$1806)*-1,LOOKUP($AO155,Data!$A$6:$A$1806,Data!$E$6:$E$1806))","v":-219.97555541992187},{"$f":"LOOKUP($AO155,Data!$A$6:$A$1806,Data!$F$6:$F$1806)","v":0},{"$f":"LOOKUP($AO155,Data!$A$6:$A$1806,Data!$G$6:$G$1806)","v":0},{"$f":"LOOKUP($AO155,Data!$A$6:$A$1806,Data!$H$6:$H$1806)","v":0},{"$f":"LOOKUP($AO155,Data!$A$6:$A$1806,Data!$I$6:$I$1806)","v":0},{"$f":"LOOKUP($AO155,Data!$A$6:$A$1806,Data!$J$6:$J$1806)","v":-653},{"$f":"LOOKUP($AO155,Data!$A$6:$A$1806,Data!$K$6:$K$1806)","v":7663},292.0074462890625]
[null,40098.104166666526,{"$f":"LOOKUP(B156,Data!$A$6:$A$1806,Data!B$6:B$1806)","v":59.928001403808594},{"$f":"LOOKUP(B156,Data!$A$6:$A$1806,Data!C$6:C$1806)","v":0},null,null,null,287.994384765625,287.994384765625,null,null,-5.0304637976608442,689.65453172074081,{"$f":"AVERAGE(D$79:D156)","v":0},{"$f":"AVERAGE(M$79:M156)","v":1024.0509831830875},417.4449000509947,{"$f":"AVERAGE(P$79:P156)","v":608.60252436210806},633,null,null,null,null,null,null,0,633,-554.66071239058226,null,null,null,null,null,null,null,null,null,null,null,null,null,40098.104166666526,{"$f":"LOOKUP($AO156,Data!$A$6:$A$1806,Data!$B$6:$B$1806)","v":59.928001403808594},{"$f":"LOOKUP($AO156,Data!$A$6:$A$1806,Data!$C$6:$C$1806)","v":0},{"$f":"LOOKUP($AO156,Data!$A$6:$A$1806,Data!$D$6:$D$1806)","v":0},{"$f":"IF($AS$1=\"+\",LOOKUP($AO156,Data!$A$6:$A$1806,Data!$E$6:$E$1806)*-1,LOOKUP($AO156,Data!$A$6:$A$1806,Data!$E$6:$E$1806))","v":-219.97555541992187},{"$f":"LOOKUP($AO156,Data!$A$6:$A$1806,Data!$F$6:$F$1806)","v":0},{"$f":"LOOKUP($AO156,Data!$A$6:$A$1806,Data!$G$6:$G$1806)","v":0},{"$f":"LOOKUP($AO156,Data!$A$6:$A$1806,Data!$H$6:$H$1806)","v":0},{"$f":"LOOKUP($AO156,Data!$A$6:$A$1806,Data!$I$6:$I$1806)","v":0},{"$f":"LOOKUP($AO156,Data!$A$6:$A$1806,Data!$J$6:$J$1806)","v":-653},{"$f":"LOOKUP($AO156,Data!$A$6:$A$1806,Data!$K$6:$K$1806)","v":7663},287.994384765625]
[null,40098.104189814672,{"$f":"LOOKUP(B157,Data!$A$6:$A$1806,Data!B$6:B$1806)","v":59.930999755859375},{"$f":"LOOKUP(B157,Data!$A$6:$A$1806,Data!C$6:C$1806)","v":0},null,null,null,276.0009765625,276.0009765625,null,null,-5.0304637976608442,672.63065971995491,{"$f":"AVERAGE(D$79:D157)","v":0},{"$f":"AVERAGE(M$79:M157)","v":1019.6026246582379},412.41443625333386,{"$f":"AVERAGE(P$79:P157)","v":606.08729246327766},633,null,null,null,null,null,null,0,633,-569.62639124296811,null,null,null,null,null,null,null,null,null,null,null,null,null,40098.104189814672,{"$f":"LOOKUP($AO157,Data!$A$6:$A$1806,Data!$B$6:$B$1806)","v":59.930999755859375},{"$f":"LOOKUP($AO157,Data!$A$6:$A$1806,Data!$C$6:$C$1806)","v":0},{"$f":"LOOKUP($AO157,Data!$A$6:$A$1806,Data!$D$6:$D$1806)","v":0},{"$f":"IF($AS$1=\"+\",LOOKUP($AO157,Data!$A$6:$A$1806,Data!$E$6:$E$1806)*-1,LOOKUP($AO157,Data!$A$6:$A$1806,Data!$E$6:$E$1806))","v":-219.97555541992187},{"$f":"LOOKUP($AO157,Data!$A$6:$A$1806,Data!$F$6:$F$1806)","v":0},{"$f":"LOOKUP($AO157,Data!$A$6:$A$1806,Data!$G$6:$G$1806)","v":0},{"$f":"LOOKUP($AO157,Data!$A$6:$A$1806,Data!$H$6:$H$1806)","v":0},{"$f":"LOOKUP($AO157,Data!$A$6:$A$1806,Data!$I$6:$I$1806)","v":0},{"$f":"LOOKUP($AO157,Data!$A$6:$A$1806,Data!$J$6:$J$1806)","v":-653},{"$f":"LOOKUP($AO157,Data!$A$6:$A$1806,Data!$K$6:$K$1806)","v":7664},276.0009765625]
[null,40098.104212962819,{"$f":"LOOKUP(B158,Data!$A$6:$A$1806,Data!B$6:B$1806)","v":59.929000854492187},{"$f":"LOOKUP(B158,Data!$A$6:$A$1806,Data!C$6:C$1806)","v":0},null,null,null,283.99658203125,283.99658203125,null,null,-5.0304637976608442,675.59580139104401,{"$f":"AVERAGE(D$79:D158)","v":0},{"$f":"AVERAGE(M$79:M158)","v":1015.3025393673979},407.38397245567302,{"$f":"AVERAGE(P$79:P158)","v":603.57206056444727},633,null,null,null,null,null,null,0,633,-559.56112443569566,null,null,null,null,null,null,null,null,null,null,null,null,null,40098.104212962819,{"$f":"LOOKUP($AO158,Data!$A$6:$A$1806,Data!$B$6:$B$1806)","v":59.929000854492187},{"$f":"LOOKUP($AO158,Data!$A$6:$A$1806,Data!$C$6:$C$1806)","v":0},{"$f":"LOOKUP($AO158,Data!$A$6:$A$1806,Data!$D$6:$D$1806)","v":0},{"$f":"IF($AS$1=\"+\",LOOKUP($AO158,Data!$A$6:$A$1806,Data!$E$6:$E$1806)*-1,LOOKUP($AO158,Data!$A$6:$A$1806,Data!$E$6:$E$1806))","v":-219.97555541992187},{"$f":"LOOKUP($AO158,Data!$A$6:$A$1806,Data!$F$6:$F$1806)","v":0},{"$f":"LOOKUP($AO158,Data!$A$6:$A$1806,Data!$G$6:$G$1806)","v":0},{"$f":"LOOKUP($AO158,Data!$A$6:$A$1806,Data!$H$6:$H$1806)","v":0},{"$f":"LOOKUP($AO158,Data!$A$6:$A$1806,Data!$I$6:$I$1806)","v":0},{"$f":"LOOKUP($AO158,Data!$A$6:$A$1806,Data!$J$6:$J$1806)","v":-653},{"$f":"LOOKUP($AO158,Data!$A$6:$A$1806,Data!$K$6:$K$1806)","v":7664},283.99658203125]
[null,40098.104236110965,{"$f":"LOOKUP(B159,Data!$A$6:$A$1806,Data!B$6:B$1806)","v":59.930999755859375},{"$f":"LOOKUP(B159,Data!$A$6:$A$1806,Data!C$6:C$1806)","v":0},null,null,null,276.0009765625,276.0009765625,null,null,-5.0304637976608442,662.56973212463311,{"$f":"AVERAGE(D$79:D159)","v":0},{"$f":"AVERAGE(M$79:M159)","v":1010.9478133520551},402.35350865801217,{"$f":"AVERAGE(P$79:P159)","v":601.05682866561676},633,null,null,null,null,null,null,0,633,-569.62639124296811,null,null,null,null,null,null,null,null,null,null,null,null,null,40098.104236110965,{"$f":"LOOKUP($AO159,Data!$A$6:$A$1806,Data!$B$6:$B$1806)","v":59.930999755859375},{"$f":"LOOKUP($AO159,Data!$A$6:$A$1806,Data!$C$6:$C$1806)","v":0},{"$f":"LOOKUP($AO159,Data!$A$6:$A$1806,Data!$D$6:$D$1806)","v":0},{"$f":"IF($AS$1=\"+\",LOOKUP($AO159,Data!$A$6:$A$1806,Data!$E$6:$E$1806)*-1,LOOKUP($AO159,Data!$A$6:$A$1806,Data!$E$6:$E$1806))","v":-219.97555541992187},{"$f":"LOOKUP($AO159,Data!$A$6:$A$1806,Data!$F$6:$F$1806)","v":0},{"$f":"LOOKUP($AO159,Data!$A$6:$A$1806,Data!$G$6:$G$1806)","v":0},{"$f":"LOOKUP($AO159,Data!$A$6:$A$1806,Data!$H$6:$H$1806)","v":0},{"$f":"LOOKUP($AO159,Data!$A$6:$A$1806,Data!$I$6:$I$1806)","v":0},{"$f":"LOOKUP($AO159,Data!$A$6:$A$1806,Data!$J$6:$J$1806)","v":-653},{"$f":"LOOKUP($AO159,Data!$A$6:$A$1806,Data!$K$6:$K$1806)","v":7665},276.0009765625]
[null,40098.104259259111,{"$f":"LOOKUP(B160,Data!$A$6:$A$1806,Data!B$6:B$1806)","v":59.932998657226562},{"$f":"LOOKUP(B160,Data!$A$6:$A$1806,Data!C$6:C$1806)","v":0},null,null,null,268.00537109375,268.00537109375,null,null,-5.0304637976608442,649.54366285822221,{"$f":"AVERAGE(D$79:D160)","v":0},{"$f":"AVERAGE(M$79:M160)","v":1006.5404456631059},397.32304486035133,{"$f":"AVERAGE(P$79:P160)","v":598.54159676678626},633,null,null,null,null,null,null,0,633,-580.06039457298289,null,null,null,null,null,null,null,null,null,null,null,null,null,40098.104259259111,{"$f":"LOOKUP($AO160,Data!$A$6:$A$1806,Data!$B$6:$B$1806)","v":59.932998657226562},{"$f":"LOOKUP($AO160,Data!$A$6:$A$1806,Data!$C$6:$C$1806)","v":0},{"$f":"LOOKUP($AO160,Data!$A$6:$A$1806,Data!$D$6:$D$1806)","v":0},{"$f":"IF($AS$1=\"+\",LOOKUP($AO160,Data!$A$6:$A$1806,Data!$E$6:$E$1806)*-1,LOOKUP($AO160,Data!$A$6:$A$1806,Data!$E$6:$E$1806))","v":-229.08924865722656},{"$f":"LOOKUP($AO160,Data!$A$6:$A$1806,Data!$F$6:$F$1806)","v":0},{"$f":"LOOKUP($AO160,Data!$A$6:$A$1806,Data!$G$6:$G$1806)","v":0},{"$f":"LOOKUP($AO160,Data!$A$6:$A$1806,Data!$H$6:$H$1806)","v":0},{"$f":"LOOKUP($AO160,Data!$A$6:$A$1806,Data!$I$6:$I$1806)","v":0},{"$f":"LOOKUP($AO160,Data!$A$6:$A$1806,Data!$J$6:$J$1806)","v":-653},{"$f":"LOOKUP($AO160,Data!$A$6:$A$1806,Data!$K$6:$K$1806)","v":7666},268.00537109375]
[null,40098.104282407257,{"$f":"LOOKUP(B161,Data!$A$6:$A$1806,Data!B$6:B$1806)","v":59.937000274658203},{"$f":"LOOKUP(B161,Data!$A$6:$A$1806,Data!C$6:C$1806)","v":0},null,null,null,251.9989013671875,251.9989013671875,null,null,-5.0304637976608442,628.50672933399881,{"$f":"AVERAGE(D$79:D161)","v":0},{"$f":"AVERAGE(M$79:M161)","v":1001.9858225748034},392.29258106269049,{"$f":"AVERAGE(P$79:P161)","v":596.02636486795586},633,null,null,null,null,null,null,0,633,-602.14059320611625,null,null,null,null,null,null,null,null,null,null,null,null,null,40098.104282407257,{"$f":"LOOKUP($AO161,Data!$A$6:$A$1806,Data!$B$6:$B$1806)","v":59.937000274658203},{"$f":"LOOKUP($AO161,Data!$A$6:$A$1806,Data!$C$6:$C$1806)","v":0},{"$f":"LOOKUP($AO161,Data!$A$6:$A$1806,Data!$D$6:$D$1806)","v":0},{"$f":"IF($AS$1=\"+\",LOOKUP($AO161,Data!$A$6:$A$1806,Data!$E$6:$E$1806)*-1,LOOKUP($AO161,Data!$A$6:$A$1806,Data!$E$6:$E$1806))","v":-229.08924865722656},{"$f":"LOOKUP($AO161,Data!$A$6:$A$1806,Data!$F$6:$F$1806)","v":0},{"$f":"LOOKUP($AO161,Data!$A$6:$A$1806,Data!$G$6:$G$1806)","v":0},{"$f":"LOOKUP($AO161,Data!$A$6:$A$1806,Data!$H$6:$H$1806)","v":0},{"$f":"LOOKUP($AO161,Data!$A$6:$A$1806,Data!$I$6:$I$1806)","v":0},{"$f":"LOOKUP($AO161,Data!$A$6:$A$1806,Data!$J$6:$J$1806)","v":-653},{"$f":"LOOKUP($AO161,Data!$A$6:$A$1806,Data!$K$6:$K$1806)","v":7666},251.9989013671875]
[null,40098.104305555404,{"$f":"LOOKUP(B162,Data!$A$6:$A$1806,Data!B$6:B$1806)","v":59.937000274658203},{"$f":"LOOKUP(B162,Data!$A$6:$A$1806,Data!C$6:C$1806)","v":0},null,null,null,251.9989013671875,251.9989013671875,null,null,-5.0304637976608442,623.47626553633791,{"$f":"AVERAGE(D$79:D162)","v":0},{"$f":"AVERAGE(M$79:M162)","v":997.47975641958362},387.26211726502964,{"$f":"AVERAGE(P$79:P162)","v":593.51113296912547},633,null,null,null,null,null,null,0,633,-602.14059320611625,null,null,null,null,null,null,null,null,null,null,null,null,null,40098.104305555404,{"$f":"LOOKUP($AO162,Data!$A$6:$A$1806,Data!$B$6:$B$1806)","v":59.937000274658203},{"$f":"LOOKUP($AO162,Data!$A$6:$A$1806,Data!$C$6:$C$1806)","v":0},{"$f":"LOOKUP($AO162,Data!$A$6:$A$1806,Data!$D$6:$D$1806)","v":0},{"$f":"IF($AS$1=\"+\",LOOKUP($AO162,Data!$A$6:$A$1806,Data!$E$6:$E$1806)*-1,LOOKUP($AO162,Data!$A$6:$A$1806,Data!$E$6:$E$1806))","v":-229.08924865722656},{"$f":"LOOKUP($AO162,Data!$A$6:$A$1806,Data!$F$6:$F$1806)","v":0},{"$f":"LOOKUP($AO162,Data!$A$6:$A$1806,Data!$G$6:$G$1806)","v":0},{"$f":"LOOKUP($AO162,Data!$A$6:$A$1806,Data!$H$6:$H$1806)","v":0},{"$f":"LOOKUP($AO162,Data!$A$6:$A$1806,Data!$I$6:$I$1806)","v":0},{"$f":"LOOKUP($AO162,Data!$A$6:$A$1806,Data!$J$6:$J$1806)","v":-653},{"$f":"LOOKUP($AO162,Data!$A$6:$A$1806,Data!$K$6:$K$1806)","v":7667},251.9989013671875]
[null,40098.10432870355,{"$f":"LOOKUP(B163,Data!$A$6:$A$1806,Data!B$6:B$1806)","v":59.944999694824219},{"$f":"LOOKUP(B163,Data!$A$6:$A$1806,Data!C$6:C$1806)","v":0},null,null,null,220.001220703125,220.001220703125,null,null,-5.0304637976608442,586.44812107461451,{"$f":"AVERAGE(D$79:D163)","v":0},{"$f":"AVERAGE(M$79:M163)","v":992.64409012140754},382.2316534673688,{"$f":"AVERAGE(P$79:P163)","v":590.99590107029496},633,null,null,null,null,null,null,0,633,-651.73389367019001,null,null,null,null,null,null,null,null,null,null,null,null,null,40098.10432870355,{"$f":"LOOKUP($AO163,Data!$A$6:$A$1806,Data!$B$6:$B$1806)","v":59.944999694824219},{"$f":"LOOKUP($AO163,Data!$A$6:$A$1806,Data!$C$6:$C$1806)","v":0},{"$f":"LOOKUP($AO163,Data!$A$6:$A$1806,Data!$D$6:$D$1806)","v":0},{"$f":"IF($AS$1=\"+\",LOOKUP($AO163,Data!$A$6:$A$1806,Data!$E$6:$E$1806)*-1,LOOKUP($AO163,Data!$A$6:$A$1806,Data!$E$6:$E$1806))","v":-229.08924865722656},{"$f":"LOOKUP($AO163,Data!$A$6:$A$1806,Data!$F$6:$F$1806)","v":0},{"$f":"LOOKUP($AO163,Data!$A$6:$A$1806,Data!$G$6:$G$1806)","v":0},{"$f":"LOOKUP($AO163,Data!$A$6:$A$1806,Data!$H$6:$H$1806)","v":0},{"$f":"LOOKUP($AO163,Data!$A$6:$A$1806,Data!$I$6:$I$1806)","v":0},{"$f":"LOOKUP($AO163,Data!$A$6:$A$1806,Data!$J$6:$J$1806)","v":-653},{"$f":"LOOKUP($AO163,Data!$A$6:$A$1806,Data!$K$6:$K$1806)","v":7668},220.001220703125]
[null,40098.104351851696,{"$f":"LOOKUP(B164,Data!$A$6:$A$1806,Data!B$6:B$1806)","v":59.949001312255859},{"$f":"LOOKUP(B164,Data!$A$6:$A$1806,Data!C$6:C$1806)","v":0},null,null,null,203.9947509765625,203.9947509765625,null,null,-5.0304637976608442,565.41118755039111,{"$f":"AVERAGE(D$79:D164)","v":0},{"$f":"AVERAGE(M$79:M164)","v":987.67626567290733},377.20118966970796,{"$f":"AVERAGE(P$79:P164)","v":588.48066917146457},633,null,null,null,null,null,null,0,633,-679.73947924934077,null,null,null,null,null,null,null,null,null,null,null,null,null,40098.104351851696,{"$f":"LOOKUP($AO164,Data!$A$6:$A$1806,Data!$B$6:$B$1806)","v":59.949001312255859},{"$f":"LOOKUP($AO164,Data!$A$6:$A$1806,Data!$C$6:$C$1806)","v":0},{"$f":"LOOKUP($AO164,Data!$A$6:$A$1806,Data!$D$6:$D$1806)","v":0},{"$f":"IF($AS$1=\"+\",LOOKUP($AO164,Data!$A$6:$A$1806,Data!$E$6:$E$1806)*-1,LOOKUP($AO164,Data!$A$6:$A$1806,Data!$E$6:$E$1806))","v":-229.08924865722656},{"$f":"LOOKUP($AO164,Data!$A$6:$A$1806,Data!$F$6:$F$1806)","v":0},{"$f":"LOOKUP($AO164,Data!$A$6:$A$1806,Data!$G$6:$G$1806)","v":0},{"$f":"LOOKUP($AO164,Data!$A$6:$A$1806,Data!$H$6:$H$1806)","v":0},{"$f":"LOOKUP($AO164,Data!$A$6:$A$1806,Data!$I$6:$I$1806)","v":0},{"$f":"LOOKUP($AO164,Data!$A$6:$A$1806,Data!$J$6:$J$1806)","v":-653},{"$f":"LOOKUP($AO164,Data!$A$6:$A$1806,Data!$K$6:$K$1806)","v":7668},203.9947509765625]
[null,40098.104374999843,{"$f":"LOOKUP(B165,Data!$A$6:$A$1806,Data!B$6:B$1806)","v":59.946998596191406},{"$f":"LOOKUP(B165,Data!$A$6:$A$1806,Data!C$6:C$1806)","v":0},null,null,null,212.005615234375,212.005615234375,null,null,-5.0304637976608442,568.3915880105427,{"$f":"AVERAGE(D$79:D165)","v":0},{"$f":"AVERAGE(M$79:M165)","v":982.85690156184569},372.17072587204711,{"$f":"AVERAGE(P$79:P165)","v":585.96543727263418},633,null,null,null,null,null,null,0,633,-665.42881575979345,null,null,null,null,null,null,null,null,null,null,null,null,null,40098.104374999843,{"$f":"LOOKUP($AO165,Data!$A$6:$A$1806,Data!$B$6:$B$1806)","v":59.946998596191406},{"$f":"LOOKUP($AO165,Data!$A$6:$A$1806,Data!$C$6:$C$1806)","v":0},{"$f":"LOOKUP($AO165,Data!$A$6:$A$1806,Data!$D$6:$D$1806)","v":0},{"$f":"IF($AS$1=\"+\",LOOKUP($AO165,Data!$A$6:$A$1806,Data!$E$6:$E$1806)*-1,LOOKUP($AO165,Data!$A$6:$A$1806,Data!$E$6:$E$1806))","v":-229.66326904296875},{"$f":"LOOKUP($AO165,Data!$A$6:$A$1806,Data!$F$6:$F$1806)","v":0},{"$f":"LOOKUP($AO165,Data!$A$6:$A$1806,Data!$G$6:$G$1806)","v":0},{"$f":"LOOKUP($AO165,Data!$A$6:$A$1806,Data!$H$6:$H$1806)","v":0},{"$f":"LOOKUP($AO165,Data!$A$6:$A$1806,Data!$I$6:$I$1806)","v":0},{"$f":"LOOKUP($AO165,Data!$A$6:$A$1806,Data!$J$6:$J$1806)","v":-653},{"$f":"LOOKUP($AO165,Data!$A$6:$A$1806,Data!$K$6:$K$1806)","v":7669},212.005615234375]
[null,40098.104398147989,{"$f":"LOOKUP(B166,Data!$A$6:$A$1806,Data!B$6:B$1806)","v":59.942001342773438},{"$f":"LOOKUP(B166,Data!$A$6:$A$1806,Data!C$6:C$1806)","v":0},null,null,null,231.99462890625,231.99462890625,null,null,-5.0304637976608442,583.3501378847568,{"$f":"AVERAGE(D$79:D166)","v":0},{"$f":"AVERAGE(M$79:M166)","v":978.3170519746061},367.14026207438627,{"$f":"AVERAGE(P$79:P166)","v":583.45020537380367},633,null,null,null,null,null,null,0,633,-632.21679533277768,null,null,null,null,null,null,null,null,null,null,null,null,null,40098.104398147989,{"$f":"LOOKUP($AO166,Data!$A$6:$A$1806,Data!$B$6:$B$1806)","v":59.942001342773438},{"$f":"LOOKUP($AO166,Data!$A$6:$A$1806,Data!$C$6:$C$1806)","v":0},{"$f":"LOOKUP($AO166,Data!$A$6:$A$1806,Data!$D$6:$D$1806)","v":0},{"$f":"IF($AS$1=\"+\",LOOKUP($AO166,Data!$A$6:$A$1806,Data!$E$6:$E$1806)*-1,LOOKUP($AO166,Data!$A$6:$A$1806,Data!$E$6:$E$1806))","v":-229.66326904296875},{"$f":"LOOKUP($AO166,Data!$A$6:$A$1806,Data!$F$6:$F$1806)","v":0},{"$f":"LOOKUP($AO166,Data!$A$6:$A$1806,Data!$G$6:$G$1806)","v":0},{"$f":"LOOKUP($AO166,Data!$A$6:$A$1806,Data!$H$6:$H$1806)","v":0},{"$f":"LOOKUP($AO166,Data!$A$6:$A$1806,Data!$I$6:$I$1806)","v":0},{"$f":"LOOKUP($AO166,Data!$A$6:$A$1806,Data!$J$6:$J$1806)","v":-653},{"$f":"LOOKUP($AO166,Data!$A$6:$A$1806,Data!$K$6:$K$1806)","v":7669},231.99462890625]
[null,40098.104421296135,{"$f":"LOOKUP(B167,Data!$A$6:$A$1806,Data!B$6:B$1806)","v":59.941001892089844},{"$f":"LOOKUP(B167,Data!$A$6:$A$1806,Data!C$6:C$1806)","v":0},null,null,null,235.992431640625,235.992431640625,null,null,-5.0304637976608442,582.3174768214709,{"$f":"AVERAGE(D$79:D167)","v":0},{"$f":"AVERAGE(M$79:M167)","v":973.86761854591907},362.10979827672543,{"$f":"AVERAGE(P$79:P167)","v":580.93497347497316},633,null,null,null,null,null,null,0,633,-625.96829175134746,null,null,null,null,null,null,null,null,null,null,null,null,null,40098.104421296135,{"$f":"LOOKUP($AO167,Data!$A$6:$A$1806,Data!$B$6:$B$1806)","v":59.941001892089844},{"$f":"LOOKUP($AO167,Data!$A$6:$A$1806,Data!$C$6:$C$1806)","v":0},{"$f":"LOOKUP($AO167,Data!$A$6:$A$1806,Data!$D$6:$D$1806)","v":0},{"$f":"IF($AS$1=\"+\",LOOKUP($AO167,Data!$A$6:$A$1806,Data!$E$6:$E$1806)*-1,LOOKUP($AO167,Data!$A$6:$A$1806,Data!$E$6:$E$1806))","v":-229.66326904296875},{"$f":"LOOKUP($AO167,Data!$A$6:$A$1806,Data!$F$6:$F$1806)","v":0},{"$f":"LOOKUP($AO167,Data!$A$6:$A$1806,Data!$G$6:$G$1806)","v":0},{"$f":"LOOKUP($AO167,Data!$A$6:$A$1806,Data!$H$6:$H$1806)","v":0},{"$f":"LOOKUP($AO167,Data!$A$6:$A$1806,Data!$I$6:$I$1806)","v":0},{"$f":"LOOKUP($AO167,Data!$A$6:$A$1806,Data!$J$6:$J$1806)","v":-653},{"$f":"LOOKUP($AO167,Data!$A$6:$A$1806,Data!$K$6:$K$1806)","v":7670},235.992431640625]
[null,40098.104444444281,{"$f":"LOOKUP(B168,Data!$A$6:$A$1806,Data!B$6:B$1806)","v":59.942001342773438},{"$f":"LOOKUP(B168,Data!$A$6:$A$1806,Data!C$6:C$1806)","v":0},null,null,null,231.99462890625,231.99462890625,null,null,-5.0304637976608442,573.289210289435,{"$f":"AVERAGE(D$79:D168)","v":0},{"$f":"AVERAGE(M$79:M168)","v":969.41674734306935},357.07933447906458,{"$f":"AVERAGE(P$79:P168)","v":578.41974157614277},633,null,null,null,null,null,null,0,633,-632.21679533277768,null,null,null,null,null,null,null,null,null,null,null,null,null,40098.104444444281,{"$f":"LOOKUP($AO168,Data!$A$6:$A$1806,Data!$B$6:$B$1806)","v":59.942001342773438},{"$f":"LOOKUP($AO168,Data!$A$6:$A$1806,Data!$C$6:$C$1806)","v":0},{"$f":"LOOKUP($AO168,Data!$A$6:$A$1806,Data!$D$6:$D$1806)","v":0},{"$f":"IF($AS$1=\"+\",LOOKUP($AO168,Data!$A$6:$A$1806,Data!$E$6:$E$1806)*-1,LOOKUP($AO168,Data!$A$6:$A$1806,Data!$E$6:$E$1806))","v":-229.66326904296875},{"$f":"LOOKUP($AO168,Data!$A$6:$A$1806,Data!$F$6:$F$1806)","v":0},{"$f":"LOOKUP($AO168,Data!$A$6:$A$1806,Data!$G$6:$G$1806)","v":0},{"$f":"LOOKUP($AO168,Data!$A$6:$A$1806,Data!$H$6:$H$1806)","v":0},{"$f":"LOOKUP($AO168,Data!$A$6:$A$1806,Data!$I$6:$I$1806)","v":0},{"$f":"LOOKUP($AO168,Data!$A$6:$A$1806,Data!$J$6:$J$1806)","v":-653},{"$f":"LOOKUP($AO168,Data!$A$6:$A$1806,Data!$K$6:$K$1806)","v":7670},231.99462890625]
[null,40098.104467592428,{"$f":"LOOKUP(B169,Data!$A$6:$A$1806,Data!B$6:B$1806)","v":59.944999694824219},{"$f":"LOOKUP(B169,Data!$A$6:$A$1806,Data!C$6:C$1806)","v":0},null,null,null,220.001220703125,220.001220703125,null,null,-5.0304637976608442,556.2653382886491,{"$f":"AVERAGE(D$79:D169)","v":0},{"$f":"AVERAGE(M$79:M169)","v":964.87662196884492},352.04887068140374,{"$f":"AVERAGE(P$79:P169)","v":575.90450967731238},633,null,null,null,null,null,null,0,633,-651.73389367019001,null,null,null,null,null,null,null,null,null,null,null,null,null,40098.104467592428,{"$f":"LOOKUP($AO169,Data!$A$6:$A$1806,Data!$B$6:$B$1806)","v":59.944999694824219},{"$f":"LOOKUP($AO169,Data!$A$6:$A$1806,Data!$C$6:$C$1806)","v":0},{"$f":"LOOKUP($AO169,Data!$A$6:$A$1806,Data!$D$6:$D$1806)","v":0},{"$f":"IF($AS$1=\"+\",LOOKUP($AO169,Data!$A$6:$A$1806,Data!$E$6:$E$1806)*-1,LOOKUP($AO169,Data!$A$6:$A$1806,Data!$E$6:$E$1806))","v":-229.66326904296875},{"$f":"LOOKUP($AO169,Data!$A$6:$A$1806,Data!$F$6:$F$1806)","v":0},{"$f":"LOOKUP($AO169,Data!$A$6:$A$1806,Data!$G$6:$G$1806)","v":0},{"$f":"LOOKUP($AO169,Data!$A$6:$A$1806,Data!$H$6:$H$1806)","v":0},{"$f":"LOOKUP($AO169,Data!$A$6:$A$1806,Data!$I$6:$I$1806)","v":0},{"$f":"LOOKUP($AO169,Data!$A$6:$A$1806,Data!$J$6:$J$1806)","v":-653},{"$f":"LOOKUP($AO169,Data!$A$6:$A$1806,Data!$K$6:$K$1806)","v":7671},220.001220703125]
[null,40098.104490740574,{"$f":"LOOKUP(B170,Data!$A$6:$A$1806,Data!B$6:B$1806)","v":59.948001861572266},{"$f":"LOOKUP(B170,Data!$A$6:$A$1806,Data!C$6:C$1806)","v":0},null,null,null,207.9925537109375,207.9925537109375,null,null,-5.0304637976608442,539.2262074988007,{"$f":"AVERAGE(D$79:D170)","v":0},{"$f":"AVERAGE(M$79:M170)","v":960.24998702895311},347.0184068837429,{"$f":"AVERAGE(P$79:P170)","v":573.38927777848198},633,null,null,null,null,null,null,0,633,-672.52165296290104,null,null,null,null,null,null,null,null,null,null,null,null,null,40098.104490740574,{"$f":"LOOKUP($AO170,Data!$A$6:$A$1806,Data!$B$6:$B$1806)","v":59.948001861572266},{"$f":"LOOKUP($AO170,Data!$A$6:$A$1806,Data!$C$6:$C$1806)","v":0},{"$f":"LOOKUP($AO170,Data!$A$6:$A$1806,Data!$D$6:$D$1806)","v":0},{"$f":"IF($AS$1=\"+\",LOOKUP($AO170,Data!$A$6:$A$1806,Data!$E$6:$E$1806)*-1,LOOKUP($AO170,Data!$A$6:$A$1806,Data!$E$6:$E$1806))","v":-229.23385620117187},{"$f":"LOOKUP($AO170,Data!$A$6:$A$1806,Data!$F$6:$F$1806)","v":0},{"$f":"LOOKUP($AO170,Data!$A$6:$A$1806,Data!$G$6:$G$1806)","v":0},{"$f":"LOOKUP($AO170,Data!$A$6:$A$1806,Data!$H$6:$H$1806)","v":0},{"$f":"LOOKUP($AO170,Data!$A$6:$A$1806,Data!$I$6:$I$1806)","v":0},{"$f":"LOOKUP($AO170,Data!$A$6:$A$1806,Data!$J$6:$J$1806)","v":-653},{"$f":"LOOKUP($AO170,Data!$A$6:$A$1806,Data!$K$6:$K$1806)","v":7671},207.9925537109375]
[null,40098.10451388872,{"$f":"LOOKUP(B171,Data!$A$6:$A$1806,Data!B$6:B$1806)","v":59.946998596191406},{"$f":"LOOKUP(B171,Data!$A$6:$A$1806,Data!C$6:C$1806)","v":0},null,null,null,212.005615234375,{"$f":"L$13*H171+(1-L$13)*I170","v":212.005615234375},null,null,-5.0304637976608442,538.2088052245773,{"$f":"AVERAGE(D$79:D171)","v":0},{"$f":"AVERAGE(M$79:M171)","v":955.71190980525023},341.98794308608205,{"$f":"AVERAGE(P$79:P171)","v":570.87404587965148},633,null,null,null,null,null,null,0,{"$f":"SUM(R171:Y171)","v":633},-665.42881575979345,null,null,null,null,null,null,null,null,null,null,null,null,null,40098.10451388872,{"$f":"LOOKUP($AO171,Data!$A$6:$A$1806,Data!$B$6:$B$1806)","v":59.946998596191406},{"$f":"LOOKUP($AO171,Data!$A$6:$A$1806,Data!$C$6:$C$1806)","v":0},{"$f":"LOOKUP($AO171,Data!$A$6:$A$1806,Data!$D$6:$D$1806)","v":0},{"$f":"IF($AS$1=\"+\",LOOKUP($AO171,Data!$A$6:$A$1806,Data!$E$6:$E$1806)*-1,LOOKUP($AO171,Data!$A$6:$A$1806,Data!$E$6:$E$1806))","v":-229.23385620117187},{"$f":"LOOKUP($AO171,Data!$A$6:$A$1806,Data!$F$6:$F$1806)","v":0},{"$f":"LOOKUP($AO171,Data!$A$6:$A$1806,Data!$G$6:$G$1806)","v":0},{"$f":"LOOKUP($AO171,Data!$A$6:$A$1806,Data!$H$6:$H$1806)","v":0},{"$f":"LOOKUP($AO171,Data!$A$6:$A$1806,Data!$I$6:$I$1806)","v":0},{"$f":"LOOKUP($AO171,Data!$A$6:$A$1806,Data!$J$6:$J$1806)","v":-653},{"$f":"LOOKUP($AO171,Data!$A$6:$A$1806,Data!$K$6:$K$1806)","v":7672},212.005615234375]
[null,40098.104537036867,{"$f":"LOOKUP(B172,Data!$A$6:$A$1806,Data!B$6:B$1806)","v":59.949001312255859},{"$f":"LOOKUP(B172,Data!$A$6:$A$1806,Data!C$6:C$1806)","v":0},null,null,null,{"$f":"(IF((C172-L$2)>0,((C172-L$2-L$5)/((L$4*L$2)-L$5)*L$3*-1),((C172-L$2+L$5)/((L$4*L$2)-L$5)*L$3*-1)))","v":203.9947509765625},203.9947509765625,null,null,-5.0304637976608442,525.1674771691039,{"$f":"AVERAGE(D$79:D172)","v":0},{"$f":"AVERAGE(M$79:M172)","v":951.13164988358903},336.95747928842121,{"$f":"AVERAGE(P$79:P172)","v":568.35881398082108},633,null,null,null,null,null,null,0,633,-679.73947924934077,null,null,null,null,null,null,null,null,null,null,null,null,null,40098.104537036867,{"$f":"LOOKUP($AO172,Data!$A$6:$A$1806,Data!$B$6:$B$1806)","v":59.949001312255859},{"$f":"LOOKUP($AO172,Data!$A$6:$A$1806,Data!$C$6:$C$1806)","v":0},{"$f":"LOOKUP($AO172,Data!$A$6:$A$1806,Data!$D$6:$D$1806)","v":0},{"$f":"IF($AS$1=\"+\",LOOKUP($AO172,Data!$A$6:$A$1806,Data!$E$6:$E$1806)*-1,LOOKUP($AO172,Data!$A$6:$A$1806,Data!$E$6:$E$1806))","v":-229.23385620117187},{"$f":"LOOKUP($AO172,Data!$A$6:$A$1806,Data!$F$6:$F$1806)","v":0},{"$f":"LOOKUP($AO172,Data!$A$6:$A$1806,Data!$G$6:$G$1806)","v":0},{"$f":"LOOKUP($AO172,Data!$A$6:$A$1806,Data!$H$6:$H$1806)","v":0},{"$f":"LOOKUP($AO172,Data!$A$6:$A$1806,Data!$I$6:$I$1806)","v":0},{"$f":"LOOKUP($AO172,Data!$A$6:$A$1806,Data!$J$6:$J$1806)","v":-653},{"$f":"LOOKUP($AO172,Data!$A$6:$A$1806,Data!$K$6:$K$1806)","v":7673},{"$f":"(IF((AP172-$L$2)>0,((AP172-$L$2-$L$5)/(($L$4*$L$2)-$L$5)*$L$3*-1),((AP172-$L$2+$L$5)/(($L$4*$L$2)-$L$5)*$L$3*-1)))","v":203.9947509765625}]
[null,40098.104560185013,{"$f":"LOOKUP(B173,Data!$A$6:$A$1806,Data!B$6:B$1806)","v":59.951000213623047},{"$f":"LOOKUP(B173,Data!$A$6:$A$1806,Data!C$6:C$1806)","v":0},null,null,null,195.9991455078125,195.9991455078125,null,null,-5.0304637976608442,512.141407902693,{"$f":"AVERAGE(D$79:D173)","v":0},{"$f":"AVERAGE(M$79:M173)","v":946.51069996800061},331.92701549076037,{"$f":"AVERAGE(P$79:P173)","v":565.84358208199058},633,null,null,null,null,null,null,0,633,-694.65011852247221,null,null,null,null,null,null,null,null,null,null,null,null,null,40098.104560185013,{"$f":"LOOKUP($AO173,Data!$A$6:$A$1806,Data!$B$6:$B$1806)","v":59.951000213623047},{"$f":"LOOKUP($AO173,Data!$A$6:$A$1806,Data!$C$6:$C$1806)","v":0},{"$f":"LOOKUP($AO173,Data!$A$6:$A$1806,Data!$D$6:$D$1806)","v":0},{"$f":"IF($AS$1=\"+\",LOOKUP($AO173,Data!$A$6:$A$1806,Data!$E$6:$E$1806)*-1,LOOKUP($AO173,Data!$A$6:$A$1806,Data!$E$6:$E$1806))","v":-229.23385620117187},{"$f":"LOOKUP($AO173,Data!$A$6:$A$1806,Data!$F$6:$F$1806)","v":0},{"$f":"LOOKUP($AO173,Data!$A$6:$A$1806,Data!$G$6:$G$1806)","v":0},{"$f":"LOOKUP($AO173,Data!$A$6:$A$1806,Data!$H$6:$H$1806)","v":0},{"$f":"LOOKUP($AO173,Data!$A$6:$A$1806,Data!$I$6:$I$1806)","v":0},{"$f":"LOOKUP($AO173,Data!$A$6:$A$1806,Data!$J$6:$J$1806)","v":-653},{"$f":"LOOKUP($AO173,Data!$A$6:$A$1806,Data!$K$6:$K$1806)","v":7673},195.9991455078125]
[null,{"$f":"B173+TIME(0,0,$B$1)","v":40098.104583333159},{"$f":"LOOKUP(B174,Data!$A$6:$A$1806,Data!B$6:B$1806)","v":59.951999664306641},{"$f":"LOOKUP(B174,Data!$A$6:$A$1806,Data!C$6:C$1806)","v":0},null,null,null,192.0013427734375,192.0013427734375,null,null,-5.0304637976608442,503.11314137065716,{"$f":"AVERAGE(D$79:D174)","v":0},{"$f":"AVERAGE(M$79:M174)","v":941.89197539927829},326.89655169309952,{"$f":"AVERAGE(P$79:P174)","v":563.32835018316018},633,null,null,null,null,null,null,0,633,-702.35346627373588,null,null,null,null,null,null,null,null,null,null,null,null,null,40098.104583333159,{"$f":"LOOKUP($AO174,Data!$A$6:$A$1806,Data!$B$6:$B$1806)","v":59.951999664306641},{"$f":"LOOKUP($AO174,Data!$A$6:$A$1806,Data!$C$6:$C$1806)","v":0},{"$f":"LOOKUP($AO174,Data!$A$6:$A$1806,Data!$D$6:$D$1806)","v":0},{"$f":"IF($AS$1=\"+\",LOOKUP($AO174,Data!$A$6:$A$1806,Data!$E$6:$E$1806)*-1,LOOKUP($AO174,Data!$A$6:$A$1806,Data!$E$6:$E$1806))","v":-229.23385620117187},{"$f":"LOOKUP($AO174,Data!$A$6:$A$1806,Data!$F$6:$F$1806)","v":0},{"$f":"LOOKUP($AO174,Data!$A$6:$A$1806,Data!$G$6:$G$1806)","v":0},{"$f":"LOOKUP($AO174,Data!$A$6:$A$1806,Data!$H$6:$H$1806)","v":0},{"$f":"LOOKUP($AO174,Data!$A$6:$A$1806,Data!$I$6:$I$1806)","v":0},{"$f":"LOOKUP($AO174,Data!$A$6:$A$1806,Data!$J$6:$J$1806)","v":-653},{"$f":"LOOKUP($AO174,Data!$A$6:$A$1806,Data!$K$6:$K$1806)","v":7673},192.0013427734375]
[null,40098.104606481305,{"$f":"LOOKUP(B175,Data!$A$6:$A$1806,Data!B$6:B$1806)","v":59.952999114990234},{"$f":"LOOKUP(B175,Data!$A$6:$A$1806,Data!C$6:C$1806)","v":0},null,null,null,188.0035400390625,188.0035400390625,null,null,-5.0304637976608442,494.08487483862132,{"$f":"AVERAGE(D$79:D175)","v":0},{"$f":"AVERAGE(M$79:M175)","v":937.27540735226125},321.86608789543868,{"$f":"AVERAGE(P$79:P175)","v":560.81311828432979},633,null,null,null,null,null,null,0,633,-710.22958306359715,null,null,null,null,null,null,null,null,null,null,null,null,null,40098.104606481305,{"$f":"LOOKUP($AO175,Data!$A$6:$A$1806,Data!$B$6:$B$1806)","v":59.952999114990234},{"$f":"LOOKUP($AO175,Data!$A$6:$A$1806,Data!$C$6:$C$1806)","v":0},{"$f":"LOOKUP($AO175,Data!$A$6:$A$1806,Data!$D$6:$D$1806)","v":0},{"$f":"IF($AS$1=\"+\",LOOKUP($AO175,Data!$A$6:$A$1806,Data!$E$6:$E$1806)*-1,LOOKUP($AO175,Data!$A$6:$A$1806,Data!$E$6:$E$1806))","v":-231.40988159179687},{"$f":"LOOKUP($AO175,Data!$A$6:$A$1806,Data!$F$6:$F$1806)","v":0},{"$f":"LOOKUP($AO175,Data!$A$6:$A$1806,Data!$G$6:$G$1806)","v":0},{"$f":"LOOKUP($AO175,Data!$A$6:$A$1806,Data!$H$6:$H$1806)","v":0},{"$f":"LOOKUP($AO175,Data!$A$6:$A$1806,Data!$I$6:$I$1806)","v":0},{"$f":"LOOKUP($AO175,Data!$A$6:$A$1806,Data!$J$6:$J$1806)","v":-653},{"$f":"LOOKUP($AO175,Data!$A$6:$A$1806,Data!$K$6:$K$1806)","v":7673},188.0035400390625]
[null,40098.104629629452,{"$f":"LOOKUP(B176,Data!$A$6:$A$1806,Data!B$6:B$1806)","v":59.951000213623047},{"$f":"LOOKUP(B176,Data!$A$6:$A$1806,Data!C$6:C$1806)","v":0},null,null,null,195.9991455078125,195.9991455078125,null,null,-5.0304637976608442,497.05001650971047,{"$f":"AVERAGE(D$79:D176)","v":0},{"$f":"AVERAGE(M$79:M176)","v":932.78331152733722},316.83562409777784,{"$f":"AVERAGE(P$79:P176)","v":558.2978863854994},633,null,null,null,null,null,null,0,633,-694.65011852247221,null,null,null,null,null,null,null,null,null,null,null,null,null,40098.104629629452,{"$f":"LOOKUP($AO176,Data!$A$6:$A$1806,Data!$B$6:$B$1806)","v":59.951000213623047},{"$f":"LOOKUP($AO176,Data!$A$6:$A$1806,Data!$C$6:$C$1806)","v":0},{"$f":"LOOKUP($AO176,Data!$A$6:$A$1806,Data!$D$6:$D$1806)","v":0},{"$f":"IF($AS$1=\"+\",LOOKUP($AO176,Data!$A$6:$A$1806,Data!$E$6:$E$1806)*-1,LOOKUP($AO176,Data!$A$6:$A$1806,Data!$E$6:$E$1806))","v":-231.40988159179687},{"$f":"LOOKUP($AO176,Data!$A$6:$A$1806,Data!$F$6:$F$1806)","v":0},{"$f":"LOOKUP($AO176,Data!$A$6:$A$1806,Data!$G$6:$G$1806)","v":0},{"$f":"LOOKUP($AO176,Data!$A$6:$A$1806,Data!$H$6:$H$1806)","v":0},{"$f":"LOOKUP($AO176,Data!$A$6:$A$1806,Data!$I$6:$I$1806)","v":0},{"$f":"LOOKUP($AO176,Data!$A$6:$A$1806,Data!$J$6:$J$1806)","v":-653},{"$f":"LOOKUP($AO176,Data!$A$6:$A$1806,Data!$K$6:$K$1806)","v":7673},195.9991455078125]
[null,40098.104652777598,{"$f":"LOOKUP(B177,Data!$A$6:$A$1806,Data!B$6:B$1806)","v":59.951999664306641},{"$f":"LOOKUP(B177,Data!$A$6:$A$1806,Data!C$6:C$1806)","v":0},null,null,null,192.0013427734375,192.0013427734375,null,null,-5.0304637976608442,488.02174997767463,{"$f":"AVERAGE(D$79:D177)","v":0},{"$f":"AVERAGE(M$79:M177)","v":928.29077050158298},311.805160300117,{"$f":"AVERAGE(P$79:P177)","v":555.78265448666889},633,null,null,null,null,null,null,0,633,-702.35346627373588,null,null,null,null,null,null,null,null,null,null,null,null,null,40098.104652777598,{"$f":"LOOKUP($AO177,Data!$A$6:$A$1806,Data!$B$6:$B$1806)","v":59.951999664306641},{"$f":"LOOKUP($AO177,Data!$A$6:$A$1806,Data!$C$6:$C$1806)","v":0},{"$f":"LOOKUP($AO177,Data!$A$6:$A$1806,Data!$D$6:$D$1806)","v":0},{"$f":"IF($AS$1=\"+\",LOOKUP($AO177,Data!$A$6:$A$1806,Data!$E$6:$E$1806)*-1,LOOKUP($AO177,Data!$A$6:$A$1806,Data!$E$6:$E$1806))","v":-231.40988159179687},{"$f":"LOOKUP($AO177,Data!$A$6:$A$1806,Data!$F$6:$F$1806)","v":0},{"$f":"LOOKUP($AO177,Data!$A$6:$A$1806,Data!$G$6:$G$1806)","v":0},{"$f":"LOOKUP($AO177,Data!$A$6:$A$1806,Data!$H$6:$H$1806)","v":0},{"$f":"LOOKUP($AO177,Data!$A$6:$A$1806,Data!$I$6:$I$1806)","v":0},{"$f":"LOOKUP($AO177,Data!$A$6:$A$1806,Data!$J$6:$J$1806)","v":-653},{"$f":"LOOKUP($AO177,Data!$A$6:$A$1806,Data!$K$6:$K$1806)","v":7673},192.0013427734375]
[null,40098.104675925744,{"$f":"LOOKUP(B178,Data!$A$6:$A$1806,Data!B$6:B$1806)","v":59.951999664306641},{"$f":"LOOKUP(B178,Data!$A$6:$A$1806,Data!C$6:C$1806)","v":0},null,null,null,192.0013427734375,192.0013427734375,null,null,-5.0304637976608442,482.99128618001379,{"$f":"AVERAGE(D$79:D178)","v":0},{"$f":"AVERAGE(M$79:M178)","v":923.83777565836726},306.77469650245615,{"$f":"AVERAGE(P$79:P178)","v":553.2674225878385},633,null,null,null,null,null,null,0,633,-702.35346627373588,null,null,null,null,null,null,null,null,null,null,null,null,null,40098.104675925744,{"$f":"LOOKUP($AO178,Data!$A$6:$A$1806,Data!$B$6:$B$1806)","v":59.951999664306641},{"$f":"LOOKUP($AO178,Data!$A$6:$A$1806,Data!$C$6:$C$1806)","v":0},{"$f":"LOOKUP($AO178,Data!$A$6:$A$1806,Data!$D$6:$D$1806)","v":0},{"$f":"IF($AS$1=\"+\",LOOKUP($AO178,Data!$A$6:$A$1806,Data!$E$6:$E$1806)*-1,LOOKUP($AO178,Data!$A$6:$A$1806,Data!$E$6:$E$1806))","v":-231.40988159179687},{"$f":"LOOKUP($AO178,Data!$A$6:$A$1806,Data!$F$6:$F$1806)","v":0},{"$f":"LOOKUP($AO178,Data!$A$6:$A$1806,Data!$G$6:$G$1806)","v":0},{"$f":"LOOKUP($AO178,Data!$A$6:$A$1806,Data!$H$6:$H$1806)","v":0},{"$f":"LOOKUP($AO178,Data!$A$6:$A$1806,Data!$I$6:$I$1806)","v":0},{"$f":"LOOKUP($AO178,Data!$A$6:$A$1806,Data!$J$6:$J$1806)","v":-653},{"$f":"LOOKUP($AO178,Data!$A$6:$A$1806,Data!$K$6:$K$1806)","v":7673},192.0013427734375]
[null,40098.104699073891,{"$f":"LOOKUP(B179,Data!$A$6:$A$1806,Data!B$6:B$1806)","v":59.951999664306641},{"$f":"LOOKUP(B179,Data!$A$6:$A$1806,Data!C$6:C$1806)","v":0},null,null,null,192.0013427734375,192.0013427734375,null,null,-5.0304637976608442,477.96082238235294,{"$f":"AVERAGE(D$79:D179)","v":0},{"$f":"AVERAGE(M$79:M179)","v":919.42315235860485},301.74423270479531,{"$f":"AVERAGE(P$79:P179)","v":550.7521906890081},633,null,null,null,null,null,null,0,633,-702.35346627373588,null,null,null,null,null,null,null,null,null,null,null,null,null,40098.104699073891,{"$f":"LOOKUP($AO179,Data!$A$6:$A$1806,Data!$B$6:$B$1806)","v":59.951999664306641},{"$f":"LOOKUP($AO179,Data!$A$6:$A$1806,Data!$C$6:$C$1806)","v":0},{"$f":"LOOKUP($AO179,Data!$A$6:$A$1806,Data!$D$6:$D$1806)","v":0},{"$f":"IF($AS$1=\"+\",LOOKUP($AO179,Data!$A$6:$A$1806,Data!$E$6:$E$1806)*-1,LOOKUP($AO179,Data!$A$6:$A$1806,Data!$E$6:$E$1806))","v":-231.40988159179687},{"$f":"LOOKUP($AO179,Data!$A$6:$A$1806,Data!$F$6:$F$1806)","v":0},{"$f":"LOOKUP($AO179,Data!$A$6:$A$1806,Data!$G$6:$G$1806)","v":0},{"$f":"LOOKUP($AO179,Data!$A$6:$A$1806,Data!$H$6:$H$1806)","v":0},{"$f":"LOOKUP($AO179,Data!$A$6:$A$1806,Data!$I$6:$I$1806)","v":0},{"$f":"LOOKUP($AO179,Data!$A$6:$A$1806,Data!$J$6:$J$1806)","v":-653},{"$f":"LOOKUP($AO179,Data!$A$6:$A$1806,Data!$K$6:$K$1806)","v":7673},192.0013427734375]
[null,40098.104722222037,{"$f":"LOOKUP(B180,Data!$A$6:$A$1806,Data!B$6:B$1806)","v":59.955001831054688},{"$f":"LOOKUP(B180,Data!$A$6:$A$1806,Data!C$6:C$1806)","v":0},null,null,null,179.99267578125,179.99267578125,null,null,-5.0304637976608442,460.9216915925046,{"$f":"AVERAGE(D$79:D180)","v":0},{"$f":"AVERAGE(M$79:M180)","v":914.92803999815294},296.71376890713447,{"$f":"AVERAGE(P$79:P180)","v":548.2369587901776},633,null,null,null,null,null,null,0,633,-726.5557169519077,null,null,null,null,null,null,null,null,null,null,null,null,null,40098.104722222037,{"$f":"LOOKUP($AO180,Data!$A$6:$A$1806,Data!$B$6:$B$1806)","v":59.955001831054688},{"$f":"LOOKUP($AO180,Data!$A$6:$A$1806,Data!$C$6:$C$1806)","v":0},{"$f":"LOOKUP($AO180,Data!$A$6:$A$1806,Data!$D$6:$D$1806)","v":0},{"$f":"IF($AS$1=\"+\",LOOKUP($AO180,Data!$A$6:$A$1806,Data!$E$6:$E$1806)*-1,LOOKUP($AO180,Data!$A$6:$A$1806,Data!$E$6:$E$1806))","v":-218.62228393554687},{"$f":"LOOKUP($AO180,Data!$A$6:$A$1806,Data!$F$6:$F$1806)","v":0},{"$f":"LOOKUP($AO180,Data!$A$6:$A$1806,Data!$G$6:$G$1806)","v":0},{"$f":"LOOKUP($AO180,Data!$A$6:$A$1806,Data!$H$6:$H$1806)","v":0},{"$f":"LOOKUP($AO180,Data!$A$6:$A$1806,Data!$I$6:$I$1806)","v":0},{"$f":"LOOKUP($AO180,Data!$A$6:$A$1806,Data!$J$6:$J$1806)","v":-653},{"$f":"LOOKUP($AO180,Data!$A$6:$A$1806,Data!$K$6:$K$1806)","v":7673},179.99267578125]
[null,40098.104745370183,{"$f":"LOOKUP(B181,Data!$A$6:$A$1806,Data!B$6:B$1806)","v":59.951999664306641},{"$f":"LOOKUP(B181,Data!$A$6:$A$1806,Data!C$6:C$1806)","v":0},null,null,null,192.0013427734375,192.0013427734375,null,null,-5.0304637976608442,467.89989478703126,{"$f":"AVERAGE(D$79:D181)","v":0},{"$f":"AVERAGE(M$79:M181)","v":910.58796091843328},291.68330510947362,{"$f":"AVERAGE(P$79:P181)","v":545.7217268913472},633,null,null,null,null,null,null,0,633,-702.35346627373588,null,null,null,null,null,null,null,null,null,null,null,null,null,40098.104745370183,{"$f":"LOOKUP($AO181,Data!$A$6:$A$1806,Data!$B$6:$B$1806)","v":59.951999664306641},{"$f":"LOOKUP($AO181,Data!$A$6:$A$1806,Data!$C$6:$C$1806)","v":0},{"$f":"LOOKUP($AO181,Data!$A$6:$A$1806,Data!$D$6:$D$1806)","v":0},{"$f":"IF($AS$1=\"+\",LOOKUP($AO181,Data!$A$6:$A$1806,Data!$E$6:$E$1806)*-1,LOOKUP($AO181,Data!$A$6:$A$1806,Data!$E$6:$E$1806))","v":-218.62228393554687},{"$f":"LOOKUP($AO181,Data!$A$6:$A$1806,Data!$F$6:$F$1806)","v":0},{"$f":"LOOKUP($AO181,Data!$A$6:$A$1806,Data!$G$6:$G$1806)","v":0},{"$f":"LOOKUP($AO181,Data!$A$6:$A$1806,Data!$H$6:$H$1806)","v":0},{"$f":"LOOKUP($AO181,Data!$A$6:$A$1806,Data!$I$6:$I$1806)","v":0},{"$f":"LOOKUP($AO181,Data!$A$6:$A$1806,Data!$J$6:$J$1806)","v":-653},{"$f":"LOOKUP($AO181,Data!$A$6:$A$1806,Data!$K$6:$K$1806)","v":7673},192.0013427734375]
[null,40098.104768518329,{"$f":"LOOKUP(B182,Data!$A$6:$A$1806,Data!B$6:B$1806)","v":59.953998565673828},{"$f":"LOOKUP(B182,Data!$A$6:$A$1806,Data!C$6:C$1806)","v":0},null,null,null,184.0057373046875,184.0057373046875,null,null,-5.0304637976608442,454.87382552062041,{"$f":"AVERAGE(D$79:D182)","v":0},{"$f":"AVERAGE(M$79:M182)","v":906.20609423191593},286.65284131181278,{"$f":"AVERAGE(P$79:P182)","v":543.2064949925167},633,null,null,null,null,null,null,0,633,-718.28434704975245,null,null,null,null,null,null,null,null,null,null,null,null,null,40098.104768518329,{"$f":"LOOKUP($AO182,Data!$A$6:$A$1806,Data!$B$6:$B$1806)","v":59.953998565673828},{"$f":"LOOKUP($AO182,Data!$A$6:$A$1806,Data!$C$6:$C$1806)","v":0},{"$f":"LOOKUP($AO182,Data!$A$6:$A$1806,Data!$D$6:$D$1806)","v":0},{"$f":"IF($AS$1=\"+\",LOOKUP($AO182,Data!$A$6:$A$1806,Data!$E$6:$E$1806)*-1,LOOKUP($AO182,Data!$A$6:$A$1806,Data!$E$6:$E$1806))","v":-218.62228393554687},{"$f":"LOOKUP($AO182,Data!$A$6:$A$1806,Data!$F$6:$F$1806)","v":0},{"$f":"LOOKUP($AO182,Data!$A$6:$A$1806,Data!$G$6:$G$1806)","v":0},{"$f":"LOOKUP($AO182,Data!$A$6:$A$1806,Data!$H$6:$H$1806)","v":0},{"$f":"LOOKUP($AO182,Data!$A$6:$A$1806,Data!$I$6:$I$1806)","v":0},{"$f":"LOOKUP($AO182,Data!$A$6:$A$1806,Data!$J$6:$J$1806)","v":-653},{"$f":"LOOKUP($AO182,Data!$A$6:$A$1806,Data!$K$6:$K$1806)","v":7673},184.0057373046875]
[null,40098.104791666476,{"$f":"LOOKUP(B183,Data!$A$6:$A$1806,Data!B$6:B$1806)","v":59.951999664306641},{"$f":"LOOKUP(B183,Data!$A$6:$A$1806,Data!C$6:C$1806)","v":0},null,null,null,192.0013427734375,192.0013427734375,null,null,-5.0304637976608442,457.83896719170957,{"$f":"AVERAGE(D$79:D183)","v":0},{"$f":"AVERAGE(M$79:M183)","v":901.93593111724726},281.62237751415194,{"$f":"AVERAGE(P$79:P183)","v":540.6912630936863},633,null,null,null,null,null,null,0,633,-702.35346627373588,null,null,null,null,null,null,null,null,null,null,null,null,null,40098.104791666476,{"$f":"LOOKUP($AO183,Data!$A$6:$A$1806,Data!$B$6:$B$1806)","v":59.951999664306641},{"$f":"LOOKUP($AO183,Data!$A$6:$A$1806,Data!$C$6:$C$1806)","v":0},{"$f":"LOOKUP($AO183,Data!$A$6:$A$1806,Data!$D$6:$D$1806)","v":0},{"$f":"IF($AS$1=\"+\",LOOKUP($AO183,Data!$A$6:$A$1806,Data!$E$6:$E$1806)*-1,LOOKUP($AO183,Data!$A$6:$A$1806,Data!$E$6:$E$1806))","v":-218.62228393554687},{"$f":"LOOKUP($AO183,Data!$A$6:$A$1806,Data!$F$6:$F$1806)","v":0},{"$f":"LOOKUP($AO183,Data!$A$6:$A$1806,Data!$G$6:$G$1806)","v":0},{"$f":"LOOKUP($AO183,Data!$A$6:$A$1806,Data!$H$6:$H$1806)","v":0},{"$f":"LOOKUP($AO183,Data!$A$6:$A$1806,Data!$I$6:$I$1806)","v":0},{"$f":"LOOKUP($AO183,Data!$A$6:$A$1806,Data!$J$6:$J$1806)","v":-653},{"$f":"LOOKUP($AO183,Data!$A$6:$A$1806,Data!$K$6:$K$1806)","v":7673},192.0013427734375]
[null,40098.104814814622,{"$f":"LOOKUP(B184,Data!$A$6:$A$1806,Data!B$6:B$1806)","v":59.952999114990234},{"$f":"LOOKUP(B184,Data!$A$6:$A$1806,Data!C$6:C$1806)","v":0},null,null,null,188.0035400390625,188.0035400390625,null,null,-5.0304637976608442,448.81070065967373,{"$f":"AVERAGE(D$79:D184)","v":0},{"$f":"AVERAGE(M$79:M184)","v":897.66116479217578},276.59191371649109,{"$f":"AVERAGE(P$79:P184)","v":538.17603119485591},633,null,null,null,null,null,null,0,633,-710.22958306359715,null,null,null,null,null,null,null,null,null,null,null,null,null,40098.104814814622,{"$f":"LOOKUP($AO184,Data!$A$6:$A$1806,Data!$B$6:$B$1806)","v":59.952999114990234},{"$f":"LOOKUP($AO184,Data!$A$6:$A$1806,Data!$C$6:$C$1806)","v":0},{"$f":"LOOKUP($AO184,Data!$A$6:$A$1806,Data!$D$6:$D$1806)","v":0},{"$f":"IF($AS$1=\"+\",LOOKUP($AO184,Data!$A$6:$A$1806,Data!$E$6:$E$1806)*-1,LOOKUP($AO184,Data!$A$6:$A$1806,Data!$E$6:$E$1806))","v":-218.62228393554687},{"$f":"LOOKUP($AO184,Data!$A$6:$A$1806,Data!$F$6:$F$1806)","v":0},{"$f":"LOOKUP($AO184,Data!$A$6:$A$1806,Data!$G$6:$G$1806)","v":0},{"$f":"LOOKUP($AO184,Data!$A$6:$A$1806,Data!$H$6:$H$1806)","v":0},{"$f":"LOOKUP($AO184,Data!$A$6:$A$1806,Data!$I$6:$I$1806)","v":0},{"$f":"LOOKUP($AO184,Data!$A$6:$A$1806,Data!$J$6:$J$1806)","v":-653},{"$f":"LOOKUP($AO184,Data!$A$6:$A$1806,Data!$K$6:$K$1806)","v":7673},188.0035400390625]
[null,40098.104837962768,{"$f":"LOOKUP(B185,Data!$A$6:$A$1806,Data!B$6:B$1806)","v":59.952999114990234},{"$f":"LOOKUP(B185,Data!$A$6:$A$1806,Data!C$6:C$1806)","v":0},null,null,null,188.0035400390625,188.0035400390625,null,null,-5.0304637976608442,443.78023686201288,{"$f":"AVERAGE(D$79:D185)","v":0},{"$f":"AVERAGE(M$79:M185)","v":893.41928696105276},271.56144991883025,{"$f":"AVERAGE(P$79:P185)","v":535.66079929602552},633,null,null,null,null,null,null,0,633,-710.22958306359715,null,null,null,null,null,null,null,null,null,null,null,null,null,40098.104837962768,{"$f":"LOOKUP($AO185,Data!$A$6:$A$1806,Data!$B$6:$B$1806)","v":59.952999114990234},{"$f":"LOOKUP($AO185,Data!$A$6:$A$1806,Data!$C$6:$C$1806)","v":0},{"$f":"LOOKUP($AO185,Data!$A$6:$A$1806,Data!$D$6:$D$1806)","v":0},{"$f":"IF($AS$1=\"+\",LOOKUP($AO185,Data!$A$6:$A$1806,Data!$E$6:$E$1806)*-1,LOOKUP($AO185,Data!$A$6:$A$1806,Data!$E$6:$E$1806))","v":-213.53585815429687},{"$f":"LOOKUP($AO185,Data!$A$6:$A$1806,Data!$F$6:$F$1806)","v":0},{"$f":"LOOKUP($AO185,Data!$A$6:$A$1806,Data!$G$6:$G$1806)","v":0},{"$f":"LOOKUP($AO185,Data!$A$6:$A$1806,Data!$H$6:$H$1806)","v":0},{"$f":"LOOKUP($AO185,Data!$A$6:$A$1806,Data!$I$6:$I$1806)","v":0},{"$f":"LOOKUP($AO185,Data!$A$6:$A$1806,Data!$J$6:$J$1806)","v":-653},{"$f":"LOOKUP($AO185,Data!$A$6:$A$1806,Data!$K$6:$K$1806)","v":7673},188.0035400390625]
[null,40098.104861110914,{"$f":"LOOKUP(B186,Data!$A$6:$A$1806,Data!B$6:B$1806)","v":59.951999664306641},{"$f":"LOOKUP(B186,Data!$A$6:$A$1806,Data!C$6:C$1806)","v":0},null,null,null,192.0013427734375,192.0013427734375,null,null,-5.0304637976608442,442.74757579872704,{"$f":"AVERAGE(D$79:D186)","v":0},{"$f":"AVERAGE(M$79:M186)","v":889.2464007465868},266.53098612116941,{"$f":"AVERAGE(P$79:P186)","v":533.14556739719501},633,null,null,null,null,null,null,0,633,-702.35346627373588,null,null,null,null,null,null,null,null,null,null,null,null,null,40098.104861110914,{"$f":"LOOKUP($AO186,Data!$A$6:$A$1806,Data!$B$6:$B$1806)","v":59.951999664306641},{"$f":"LOOKUP($AO186,Data!$A$6:$A$1806,Data!$C$6:$C$1806)","v":0},{"$f":"LOOKUP($AO186,Data!$A$6:$A$1806,Data!$D$6:$D$1806)","v":0},{"$f":"IF($AS$1=\"+\",LOOKUP($AO186,Data!$A$6:$A$1806,Data!$E$6:$E$1806)*-1,LOOKUP($AO186,Data!$A$6:$A$1806,Data!$E$6:$E$1806))","v":-213.53585815429687},{"$f":"LOOKUP($AO186,Data!$A$6:$A$1806,Data!$F$6:$F$1806)","v":0},{"$f":"LOOKUP($AO186,Data!$A$6:$A$1806,Data!$G$6:$G$1806)","v":0},{"$f":"LOOKUP($AO186,Data!$A$6:$A$1806,Data!$H$6:$H$1806)","v":0},{"$f":"LOOKUP($AO186,Data!$A$6:$A$1806,Data!$I$6:$I$1806)","v":0},{"$f":"LOOKUP($AO186,Data!$A$6:$A$1806,Data!$J$6:$J$1806)","v":-653},{"$f":"LOOKUP($AO186,Data!$A$6:$A$1806,Data!$K$6:$K$1806)","v":7673},192.0013427734375]
[null,40098.104884259061,{"$f":"LOOKUP(B187,Data!$A$6:$A$1806,Data!B$6:B$1806)","v":59.953998565673828},{"$f":"LOOKUP(B187,Data!$A$6:$A$1806,Data!C$6:C$1806)","v":0},null,null,null,184.0057373046875,184.0057373046875,null,null,-5.0304637976608442,429.7215065323162,{"$f":"AVERAGE(D$79:D187)","v":0},{"$f":"AVERAGE(M$79:M187)","v":885.0305760290247},261.50052232350856,{"$f":"AVERAGE(P$79:P187)","v":530.63033549836462},633,null,null,null,null,null,null,0,633,-718.28434704975245,null,null,null,null,null,null,null,null,null,null,null,null,null,40098.104884259061,{"$f":"LOOKUP($AO187,Data!$A$6:$A$1806,Data!$B$6:$B$1806)","v":59.953998565673828},{"$f":"LOOKUP($AO187,Data!$A$6:$A$1806,Data!$C$6:$C$1806)","v":0},{"$f":"LOOKUP($AO187,Data!$A$6:$A$1806,Data!$D$6:$D$1806)","v":0},{"$f":"IF($AS$1=\"+\",LOOKUP($AO187,Data!$A$6:$A$1806,Data!$E$6:$E$1806)*-1,LOOKUP($AO187,Data!$A$6:$A$1806,Data!$E$6:$E$1806))","v":-213.53585815429687},{"$f":"LOOKUP($AO187,Data!$A$6:$A$1806,Data!$F$6:$F$1806)","v":0},{"$f":"LOOKUP($AO187,Data!$A$6:$A$1806,Data!$G$6:$G$1806)","v":0},{"$f":"LOOKUP($AO187,Data!$A$6:$A$1806,Data!$H$6:$H$1806)","v":0},{"$f":"LOOKUP($AO187,Data!$A$6:$A$1806,Data!$I$6:$I$1806)","v":0},{"$f":"LOOKUP($AO187,Data!$A$6:$A$1806,Data!$J$6:$J$1806)","v":-653},{"$f":"LOOKUP($AO187,Data!$A$6:$A$1806,Data!$K$6:$K$1806)","v":7673},184.0057373046875]
[null,40098.104907407207,{"$f":"LOOKUP(B188,Data!$A$6:$A$1806,Data!B$6:B$1806)","v":59.953998565673828},{"$f":"LOOKUP(B188,Data!$A$6:$A$1806,Data!C$6:C$1806)","v":0},null,null,null,184.0057373046875,184.0057373046875,null,null,-5.0304637976608442,424.69104273465535,{"$f":"AVERAGE(D$79:D188)","v":0},{"$f":"AVERAGE(M$79:M188)","v":880.8456711808941},256.47005852584772,{"$f":"AVERAGE(P$79:P188)","v":528.11510359953411},633,null,null,null,null,null,null,0,633,-718.28434704975245,null,null,null,null,null,null,null,null,null,null,null,null,null,40098.104907407207,{"$f":"LOOKUP($AO188,Data!$A$6:$A$1806,Data!$B$6:$B$1806)","v":59.953998565673828},{"$f":"LOOKUP($AO188,Data!$A$6:$A$1806,Data!$C$6:$C$1806)","v":0},{"$f":"LOOKUP($AO188,Data!$A$6:$A$1806,Data!$D$6:$D$1806)","v":0},{"$f":"IF($AS$1=\"+\",LOOKUP($AO188,Data!$A$6:$A$1806,Data!$E$6:$E$1806)*-1,LOOKUP($AO188,Data!$A$6:$A$1806,Data!$E$6:$E$1806))","v":-213.53585815429687},{"$f":"LOOKUP($AO188,Data!$A$6:$A$1806,Data!$F$6:$F$1806)","v":0},{"$f":"LOOKUP($AO188,Data!$A$6:$A$1806,Data!$G$6:$G$1806)","v":0},{"$f":"LOOKUP($AO188,Data!$A$6:$A$1806,Data!$H$6:$H$1806)","v":0},{"$f":"LOOKUP($AO188,Data!$A$6:$A$1806,Data!$I$6:$I$1806)","v":0},{"$f":"LOOKUP($AO188,Data!$A$6:$A$1806,Data!$J$6:$J$1806)","v":-653},{"$f":"LOOKUP($AO188,Data!$A$6:$A$1806,Data!$K$6:$K$1806)","v":7674},184.0057373046875]
[null,40098.104930555353,{"$f":"LOOKUP(B189,Data!$A$6:$A$1806,Data!B$6:B$1806)","v":59.958999633789063},{"$f":"LOOKUP(B189,Data!$A$6:$A$1806,Data!C$6:C$1806)","v":0},null,null,null,164.00146484375,164.00146484375,null,null,-5.0304637976608442,399.65630647605701,{"$f":"AVERAGE(D$79:D189)","v":0},{"$f":"AVERAGE(M$79:M189)","v":876.51063185922885},251.43959472818688,{"$f":"AVERAGE(P$79:P189)","v":525.59987170070372},633,null,null,null,null,null,null,0,633,-761.49834276962258,null,null,null,null,null,null,null,null,null,null,null,null,null,40098.104930555353,{"$f":"LOOKUP($AO189,Data!$A$6:$A$1806,Data!$B$6:$B$1806)","v":59.958999633789063},{"$f":"LOOKUP($AO189,Data!$A$6:$A$1806,Data!$C$6:$C$1806)","v":0},{"$f":"LOOKUP($AO189,Data!$A$6:$A$1806,Data!$D$6:$D$1806)","v":0},{"$f":"IF($AS$1=\"+\",LOOKUP($AO189,Data!$A$6:$A$1806,Data!$E$6:$E$1806)*-1,LOOKUP($AO189,Data!$A$6:$A$1806,Data!$E$6:$E$1806))","v":-213.53585815429687},{"$f":"LOOKUP($AO189,Data!$A$6:$A$1806,Data!$F$6:$F$1806)","v":0},{"$f":"LOOKUP($AO189,Data!$A$6:$A$1806,Data!$G$6:$G$1806)","v":0},{"$f":"LOOKUP($AO189,Data!$A$6:$A$1806,Data!$H$6:$H$1806)","v":0},{"$f":"LOOKUP($AO189,Data!$A$6:$A$1806,Data!$I$6:$I$1806)","v":0},{"$f":"LOOKUP($AO189,Data!$A$6:$A$1806,Data!$J$6:$J$1806)","v":-653},{"$f":"LOOKUP($AO189,Data!$A$6:$A$1806,Data!$K$6:$K$1806)","v":7675},164.00146484375]
[null,40098.1049537035,{"$f":"LOOKUP(B190,Data!$A$6:$A$1806,Data!B$6:B$1806)","v":59.957000732421875},{"$f":"LOOKUP(B190,Data!$A$6:$A$1806,Data!C$6:C$1806)","v":0},null,null,null,171.9970703125,171.9970703125,null,null,-5.0304637976608442,402.62144814714617,{"$f":"AVERAGE(D$79:D190)","v":0},{"$f":"AVERAGE(M$79:M190)","v":872.27947843322806},246.40913093052603,{"$f":"AVERAGE(P$79:P190)","v":523.08463980187332},633,null,null,null,null,null,null,0,633,-743.61676684274505,null,null,null,null,null,null,null,null,null,null,null,null,null,40098.1049537035,{"$f":"LOOKUP($AO190,Data!$A$6:$A$1806,Data!$B$6:$B$1806)","v":59.957000732421875},{"$f":"LOOKUP($AO190,Data!$A$6:$A$1806,Data!$C$6:$C$1806)","v":0},{"$f":"LOOKUP($AO190,Data!$A$6:$A$1806,Data!$D$6:$D$1806)","v":0},{"$f":"IF($AS$1=\"+\",LOOKUP($AO190,Data!$A$6:$A$1806,Data!$E$6:$E$1806)*-1,LOOKUP($AO190,Data!$A$6:$A$1806,Data!$E$6:$E$1806))","v":-225.65185546875},{"$f":"LOOKUP($AO190,Data!$A$6:$A$1806,Data!$F$6:$F$1806)","v":0},{"$f":"LOOKUP($AO190,Data!$A$6:$A$1806,Data!$G$6:$G$1806)","v":0},{"$f":"LOOKUP($AO190,Data!$A$6:$A$1806,Data!$H$6:$H$1806)","v":0},{"$f":"LOOKUP($AO190,Data!$A$6:$A$1806,Data!$I$6:$I$1806)","v":0},{"$f":"LOOKUP($AO190,Data!$A$6:$A$1806,Data!$J$6:$J$1806)","v":-653},{"$f":"LOOKUP($AO190,Data!$A$6:$A$1806,Data!$K$6:$K$1806)","v":7676},171.9970703125]
[null,40098.104976851646,{"$f":"LOOKUP(B191,Data!$A$6:$A$1806,Data!B$6:B$1806)","v":59.956001281738281},{"$f":"LOOKUP(B191,Data!$A$6:$A$1806,Data!C$6:C$1806)","v":0},null,null,null,175.994873046875,175.994873046875,null,null,-5.0304637976608442,401.58878708386032,{"$f":"AVERAGE(D$79:D191)","v":0},{"$f":"AVERAGE(M$79:M191)","v":868.11407408500361},241.37866713286519,{"$f":"AVERAGE(P$79:P191)","v":520.56940790304293},633,null,null,null,null,null,null,0,633,-734.98724690640313,null,null,null,null,null,null,null,null,null,null,null,null,null,40098.104976851646,{"$f":"LOOKUP($AO191,Data!$A$6:$A$1806,Data!$B$6:$B$1806)","v":59.956001281738281},{"$f":"LOOKUP($AO191,Data!$A$6:$A$1806,Data!$C$6:$C$1806)","v":0},{"$f":"LOOKUP($AO191,Data!$A$6:$A$1806,Data!$D$6:$D$1806)","v":0},{"$f":"IF($AS$1=\"+\",LOOKUP($AO191,Data!$A$6:$A$1806,Data!$E$6:$E$1806)*-1,LOOKUP($AO191,Data!$A$6:$A$1806,Data!$E$6:$E$1806))","v":-225.65185546875},{"$f":"LOOKUP($AO191,Data!$A$6:$A$1806,Data!$F$6:$F$1806)","v":0},{"$f":"LOOKUP($AO191,Data!$A$6:$A$1806,Data!$G$6:$G$1806)","v":0},{"$f":"LOOKUP($AO191,Data!$A$6:$A$1806,Data!$H$6:$H$1806)","v":0},{"$f":"LOOKUP($AO191,Data!$A$6:$A$1806,Data!$I$6:$I$1806)","v":0},{"$f":"LOOKUP($AO191,Data!$A$6:$A$1806,Data!$J$6:$J$1806)","v":-653},{"$f":"LOOKUP($AO191,Data!$A$6:$A$1806,Data!$K$6:$K$1806)","v":7677},175.994873046875]
[null,40098.104999999792,{"$f":"LOOKUP(B192,Data!$A$6:$A$1806,Data!B$6:B$1806)","v":59.953998565673828},{"$f":"LOOKUP(B192,Data!$A$6:$A$1806,Data!C$6:C$1806)","v":0},null,null,null,184.0057373046875,184.0057373046875,null,null,-5.0304637976608442,404.56918754401198,{"$f":"AVERAGE(D$79:D192)","v":0},{"$f":"AVERAGE(M$79:M192)","v":864.04789086973176},236.34820333520435,{"$f":"AVERAGE(P$79:P192)","v":518.05417600421242},633,null,null,null,null,null,null,0,633,-718.28434704975245,null,null,null,null,null,null,null,null,null,null,null,null,null,40098.104999999792,{"$f":"LOOKUP($AO192,Data!$A$6:$A$1806,Data!$B$6:$B$1806)","v":59.953998565673828},{"$f":"LOOKUP($AO192,Data!$A$6:$A$1806,Data!$C$6:$C$1806)","v":0},{"$f":"LOOKUP($AO192,Data!$A$6:$A$1806,Data!$D$6:$D$1806)","v":0},{"$f":"IF($AS$1=\"+\",LOOKUP($AO192,Data!$A$6:$A$1806,Data!$E$6:$E$1806)*-1,LOOKUP($AO192,Data!$A$6:$A$1806,Data!$E$6:$E$1806))","v":-225.65185546875},{"$f":"LOOKUP($AO192,Data!$A$6:$A$1806,Data!$F$6:$F$1806)","v":0},{"$f":"LOOKUP($AO192,Data!$A$6:$A$1806,Data!$G$6:$G$1806)","v":0},{"$f":"LOOKUP($AO192,Data!$A$6:$A$1806,Data!$H$6:$H$1806)","v":0},{"$f":"LOOKUP($AO192,Data!$A$6:$A$1806,Data!$I$6:$I$1806)","v":0},{"$f":"LOOKUP($AO192,Data!$A$6:$A$1806,Data!$J$6:$J$1806)","v":-653},{"$f":"LOOKUP($AO192,Data!$A$6:$A$1806,Data!$K$6:$K$1806)","v":7678},184.0057373046875]
[null,40098.105023147938,{"$f":"LOOKUP(B193,Data!$A$6:$A$1806,Data!B$6:B$1806)","v":59.956001281738281},{"$f":"LOOKUP(B193,Data!$A$6:$A$1806,Data!C$6:C$1806)","v":0},null,null,null,175.994873046875,175.994873046875,null,null,-5.0304637976608442,391.52785948853864,{"$f":"AVERAGE(D$79:D193)","v":0},{"$f":"AVERAGE(M$79:M193)","v":859.93902103163441},231.3177395375435,{"$f":"AVERAGE(P$79:P193)","v":515.53894410538203},633,null,null,null,null,null,null,0,633,-734.98724690640313,null,null,null,null,null,null,null,null,null,null,null,null,null,40098.105023147938,{"$f":"LOOKUP($AO193,Data!$A$6:$A$1806,Data!$B$6:$B$1806)","v":59.956001281738281},{"$f":"LOOKUP($AO193,Data!$A$6:$A$1806,Data!$C$6:$C$1806)","v":0},{"$f":"LOOKUP($AO193,Data!$A$6:$A$1806,Data!$D$6:$D$1806)","v":0},{"$f":"IF($AS$1=\"+\",LOOKUP($AO193,Data!$A$6:$A$1806,Data!$E$6:$E$1806)*-1,LOOKUP($AO193,Data!$A$6:$A$1806,Data!$E$6:$E$1806))","v":-225.65185546875},{"$f":"LOOKUP($AO193,Data!$A$6:$A$1806,Data!$F$6:$F$1806)","v":0},{"$f":"LOOKUP($AO193,Data!$A$6:$A$1806,Data!$G$6:$G$1806)","v":0},{"$f":"LOOKUP($AO193,Data!$A$6:$A$1806,Data!$H$6:$H$1806)","v":0},{"$f":"LOOKUP($AO193,Data!$A$6:$A$1806,Data!$I$6:$I$1806)","v":0},{"$f":"LOOKUP($AO193,Data!$A$6:$A$1806,Data!$J$6:$J$1806)","v":-653},{"$f":"LOOKUP($AO193,Data!$A$6:$A$1806,Data!$K$6:$K$1806)","v":7679},175.994873046875]
[null,40098.105046296085,{"$f":"LOOKUP(B194,Data!$A$6:$A$1806,Data!B$6:B$1806)","v":59.955001831054688},{"$f":"LOOKUP(B194,Data!$A$6:$A$1806,Data!C$6:C$1806)","v":0},null,null,null,179.99267578125,179.99267578125,null,null,-5.0304637976608442,390.4951984252528,{"$f":"AVERAGE(D$79:D194)","v":0},{"$f":"AVERAGE(M$79:M194)","v":855.89209152640706},226.28727573988266,{"$f":"AVERAGE(P$79:P194)","v":513.02371220655164},633,null,null,null,null,null,null,0,633,-726.5557169519077,null,null,null,null,null,null,null,null,null,null,null,null,null,40098.105046296085,{"$f":"LOOKUP($AO194,Data!$A$6:$A$1806,Data!$B$6:$B$1806)","v":59.955001831054688},{"$f":"LOOKUP($AO194,Data!$A$6:$A$1806,Data!$C$6:$C$1806)","v":0},{"$f":"LOOKUP($AO194,Data!$A$6:$A$1806,Data!$D$6:$D$1806)","v":0},{"$f":"IF($AS$1=\"+\",LOOKUP($AO194,Data!$A$6:$A$1806,Data!$E$6:$E$1806)*-1,LOOKUP($AO194,Data!$A$6:$A$1806,Data!$E$6:$E$1806))","v":-225.65185546875},{"$f":"LOOKUP($AO194,Data!$A$6:$A$1806,Data!$F$6:$F$1806)","v":0},{"$f":"LOOKUP($AO194,Data!$A$6:$A$1806,Data!$G$6:$G$1806)","v":0},{"$f":"LOOKUP($AO194,Data!$A$6:$A$1806,Data!$H$6:$H$1806)","v":0},{"$f":"LOOKUP($AO194,Data!$A$6:$A$1806,Data!$I$6:$I$1806)","v":0},{"$f":"LOOKUP($AO194,Data!$A$6:$A$1806,Data!$J$6:$J$1806)","v":-653},{"$f":"LOOKUP($AO194,Data!$A$6:$A$1806,Data!$K$6:$K$1806)","v":7680},179.99267578125]
[null,40098.105069444231,{"$f":"LOOKUP(B195,Data!$A$6:$A$1806,Data!B$6:B$1806)","v":59.958000183105469},{"$f":"LOOKUP(B195,Data!$A$6:$A$1806,Data!C$6:C$1806)","v":0},null,null,null,167.999267578125,167.999267578125,null,null,-5.0304637976608442,373.47132642446695,{"$f":"AVERAGE(D$79:D195)","v":0},{"$f":"AVERAGE(M$79:M195)","v":851.7688371238263},221.25681194222182,{"$f":"AVERAGE(P$79:P195)","v":510.50848030772119},633,null,null,null,null,null,null,0,633,-752.45133344291844,null,null,null,null,null,null,null,null,null,null,null,null,null,40098.105069444231,{"$f":"LOOKUP($AO195,Data!$A$6:$A$1806,Data!$B$6:$B$1806)","v":59.958000183105469},{"$f":"LOOKUP($AO195,Data!$A$6:$A$1806,Data!$C$6:$C$1806)","v":0},{"$f":"LOOKUP($AO195,Data!$A$6:$A$1806,Data!$D$6:$D$1806)","v":0},{"$f":"IF($AS$1=\"+\",LOOKUP($AO195,Data!$A$6:$A$1806,Data!$E$6:$E$1806)*-1,LOOKUP($AO195,Data!$A$6:$A$1806,Data!$E$6:$E$1806))","v":-212.57363891601562},{"$f":"LOOKUP($AO195,Data!$A$6:$A$1806,Data!$F$6:$F$1806)","v":0},{"$f":"LOOKUP($AO195,Data!$A$6:$A$1806,Data!$G$6:$G$1806)","v":0},{"$f":"LOOKUP($AO195,Data!$A$6:$A$1806,Data!$H$6:$H$1806)","v":0},{"$f":"LOOKUP($AO195,Data!$A$6:$A$1806,Data!$I$6:$I$1806)","v":0},{"$f":"LOOKUP($AO195,Data!$A$6:$A$1806,Data!$J$6:$J$1806)","v":-653},{"$f":"LOOKUP($AO195,Data!$A$6:$A$1806,Data!$K$6:$K$1806)","v":7681},167.999267578125]
[null,40098.105092592377,{"$f":"LOOKUP(B196,Data!$A$6:$A$1806,Data!B$6:B$1806)","v":59.96099853515625},{"$f":"LOOKUP(B196,Data!$A$6:$A$1806,Data!C$6:C$1806)","v":0},null,null,null,156.005859375,156.005859375,null,null,-5.0304637976608442,356.44745442368111,{"$f":"AVERAGE(D$79:D196)","v":0},{"$f":"AVERAGE(M$79:M196)","v":847.5711982873845},216.22634814456097,{"$f":"AVERAGE(P$79:P196)","v":507.99324840889074},633,null,null,null,null,null,null,0,633,-780.26109618832106,null,null,null,null,null,null,null,null,null,null,null,null,null,40098.105092592377,{"$f":"LOOKUP($AO196,Data!$A$6:$A$1806,Data!$B$6:$B$1806)","v":59.96099853515625},{"$f":"LOOKUP($AO196,Data!$A$6:$A$1806,Data!$C$6:$C$1806)","v":0},{"$f":"LOOKUP($AO196,Data!$A$6:$A$1806,Data!$D$6:$D$1806)","v":0},{"$f":"IF($AS$1=\"+\",LOOKUP($AO196,Data!$A$6:$A$1806,Data!$E$6:$E$1806)*-1,LOOKUP($AO196,Data!$A$6:$A$1806,Data!$E$6:$E$1806))","v":-212.57363891601562},{"$f":"LOOKUP($AO196,Data!$A$6:$A$1806,Data!$F$6:$F$1806)","v":0},{"$f":"LOOKUP($AO196,Data!$A$6:$A$1806,Data!$G$6:$G$1806)","v":0},{"$f":"LOOKUP($AO196,Data!$A$6:$A$1806,Data!$H$6:$H$1806)","v":0},{"$f":"LOOKUP($AO196,Data!$A$6:$A$1806,Data!$I$6:$I$1806)","v":0},{"$f":"LOOKUP($AO196,Data!$A$6:$A$1806,Data!$J$6:$J$1806)","v":-653},{"$f":"LOOKUP($AO196,Data!$A$6:$A$1806,Data!$K$6:$K$1806)","v":7682},156.005859375]
[null,40098.105115740524,{"$f":"LOOKUP(B197,Data!$A$6:$A$1806,Data!B$6:B$1806)","v":59.962001800537109},{"$f":"LOOKUP(B197,Data!$A$6:$A$1806,Data!C$6:C$1806)","v":0},null,null,null,151.9927978515625,151.9927978515625,null,null,-5.0304637976608442,347.40392910258277,{"$f":"AVERAGE(D$79:D197)","v":0},{"$f":"AVERAGE(M$79:M197)","v":843.36811199171382},211.19588434690013,{"$f":"AVERAGE(P$79:P197)","v":505.47801651006034},633,null,null,null,null,null,null,0,633,-790.03113473109124,null,null,null,null,null,null,null,null,null,null,null,null,null,40098.105115740524,{"$f":"LOOKUP($AO197,Data!$A$6:$A$1806,Data!$B$6:$B$1806)","v":59.962001800537109},{"$f":"LOOKUP($AO197,Data!$A$6:$A$1806,Data!$C$6:$C$1806)","v":0},{"$f":"LOOKUP($AO197,Data!$A$6:$A$1806,Data!$D$6:$D$1806)","v":0},{"$f":"IF($AS$1=\"+\",LOOKUP($AO197,Data!$A$6:$A$1806,Data!$E$6:$E$1806)*-1,LOOKUP($AO197,Data!$A$6:$A$1806,Data!$E$6:$E$1806))","v":-212.57363891601562},{"$f":"LOOKUP($AO197,Data!$A$6:$A$1806,Data!$F$6:$F$1806)","v":0},{"$f":"LOOKUP($AO197,Data!$A$6:$A$1806,Data!$G$6:$G$1806)","v":0},{"$f":"LOOKUP($AO197,Data!$A$6:$A$1806,Data!$H$6:$H$1806)","v":0},{"$f":"LOOKUP($AO197,Data!$A$6:$A$1806,Data!$I$6:$I$1806)","v":0},{"$f":"LOOKUP($AO197,Data!$A$6:$A$1806,Data!$J$6:$J$1806)","v":-653},{"$f":"LOOKUP($AO197,Data!$A$6:$A$1806,Data!$K$6:$K$1806)","v":7684},151.9927978515625]
[null,40098.10513888867,{"$f":"LOOKUP(B198,Data!$A$6:$A$1806,Data!B$6:B$1806)","v":59.962001800537109},{"$f":"LOOKUP(B198,Data!$A$6:$A$1806,Data!C$6:C$1806)","v":0},null,null,null,151.9927978515625,151.9927978515625,null,null,-5.0304637976608442,342.37346530492192,{"$f":"AVERAGE(D$79:D198)","v":0},{"$f":"AVERAGE(M$79:M198)","v":839.19315660265727},206.16542054923929,{"$f":"AVERAGE(P$79:P198)","v":502.96278461122989},633,null,null,null,null,null,null,0,633,-790.03113473109124,null,null,null,null,null,null,null,null,null,null,null,null,null,40098.10513888867,{"$f":"LOOKUP($AO198,Data!$A$6:$A$1806,Data!$B$6:$B$1806)","v":59.962001800537109},{"$f":"LOOKUP($AO198,Data!$A$6:$A$1806,Data!$C$6:$C$1806)","v":0},{"$f":"LOOKUP($AO198,Data!$A$6:$A$1806,Data!$D$6:$D$1806)","v":0},{"$f":"IF($AS$1=\"+\",LOOKUP($AO198,Data!$A$6:$A$1806,Data!$E$6:$E$1806)*-1,LOOKUP($AO198,Data!$A$6:$A$1806,Data!$E$6:$E$1806))","v":-212.57363891601562},{"$f":"LOOKUP($AO198,Data!$A$6:$A$1806,Data!$F$6:$F$1806)","v":0},{"$f":"LOOKUP($AO198,Data!$A$6:$A$1806,Data!$G$6:$G$1806)","v":0},{"$f":"LOOKUP($AO198,Data!$A$6:$A$1806,Data!$H$6:$H$1806)","v":0},{"$f":"LOOKUP($AO198,Data!$A$6:$A$1806,Data!$I$6:$I$1806)","v":0},{"$f":"LOOKUP($AO198,Data!$A$6:$A$1806,Data!$J$6:$J$1806)","v":-653},{"$f":"LOOKUP($AO198,Data!$A$6:$A$1806,Data!$K$6:$K$1806)","v":7685},151.9927978515625]
[null,40098.105162036816,{"$f":"LOOKUP(B199,Data!$A$6:$A$1806,Data!B$6:B$1806)","v":59.967998504638672},{"$f":"LOOKUP(B199,Data!$A$6:$A$1806,Data!C$6:C$1806)","v":0},null,null,null,128.0059814453125,128.0059814453125,null,null,-5.0304637976608442,313.35618510101108,{"$f":"AVERAGE(D$79:D199)","v":0},{"$f":"AVERAGE(M$79:M199)","v":834.8473965076023},201.13495675157844,{"$f":"AVERAGE(P$79:P199)","v":500.4475527123995},633,null,null,null,null,null,null,0,633,-853.94308063426718,null,null,null,null,null,null,null,null,null,null,null,null,null,40098.105162036816,{"$f":"LOOKUP($AO199,Data!$A$6:$A$1806,Data!$B$6:$B$1806)","v":59.967998504638672},{"$f":"LOOKUP($AO199,Data!$A$6:$A$1806,Data!$C$6:$C$1806)","v":0},{"$f":"LOOKUP($AO199,Data!$A$6:$A$1806,Data!$D$6:$D$1806)","v":0},{"$f":"IF($AS$1=\"+\",LOOKUP($AO199,Data!$A$6:$A$1806,Data!$E$6:$E$1806)*-1,LOOKUP($AO199,Data!$A$6:$A$1806,Data!$E$6:$E$1806))","v":-212.57363891601562},{"$f":"LOOKUP($AO199,Data!$A$6:$A$1806,Data!$F$6:$F$1806)","v":0},{"$f":"LOOKUP($AO199,Data!$A$6:$A$1806,Data!$G$6:$G$1806)","v":0},{"$f":"LOOKUP($AO199,Data!$A$6:$A$1806,Data!$H$6:$H$1806)","v":0},{"$f":"LOOKUP($AO199,Data!$A$6:$A$1806,Data!$I$6:$I$1806)","v":0},{"$f":"LOOKUP($AO199,Data!$A$6:$A$1806,Data!$J$6:$J$1806)","v":-653},{"$f":"LOOKUP($AO199,Data!$A$6:$A$1806,Data!$K$6:$K$1806)","v":7687},128.0059814453125]
[null,40098.105185184962,{"$f":"LOOKUP(B200,Data!$A$6:$A$1806,Data!B$6:B$1806)","v":59.965999603271484},{"$f":"LOOKUP(B200,Data!$A$6:$A$1806,Data!C$6:C$1806)","v":0},null,null,null,136.0015869140625,136.0015869140625,null,null,-5.0304637976608442,316.32132677210024,{"$f":"AVERAGE(D$79:D200)","v":0},{"$f":"AVERAGE(M$79:M200)","v":830.59718282124572},196.1044929539176,{"$f":"AVERAGE(P$79:P200)","v":497.93232081356911},633,null,null,null,null,null,null,0,633,-831.5203016655496,null,null,null,null,null,null,null,null,null,null,null,null,null,40098.105185184962,{"$f":"LOOKUP($AO200,Data!$A$6:$A$1806,Data!$B$6:$B$1806)","v":59.965999603271484},{"$f":"LOOKUP($AO200,Data!$A$6:$A$1806,Data!$C$6:$C$1806)","v":0},{"$f":"LOOKUP($AO200,Data!$A$6:$A$1806,Data!$D$6:$D$1806)","v":0},{"$f":"IF($AS$1=\"+\",LOOKUP($AO200,Data!$A$6:$A$1806,Data!$E$6:$E$1806)*-1,LOOKUP($AO200,Data!$A$6:$A$1806,Data!$E$6:$E$1806))","v":-219.89729309082031},{"$f":"LOOKUP($AO200,Data!$A$6:$A$1806,Data!$F$6:$F$1806)","v":0},{"$f":"LOOKUP($AO200,Data!$A$6:$A$1806,Data!$G$6:$G$1806)","v":0},{"$f":"LOOKUP($AO200,Data!$A$6:$A$1806,Data!$H$6:$H$1806)","v":0},{"$f":"LOOKUP($AO200,Data!$A$6:$A$1806,Data!$I$6:$I$1806)","v":0},{"$f":"LOOKUP($AO200,Data!$A$6:$A$1806,Data!$J$6:$J$1806)","v":-653},{"$f":"LOOKUP($AO200,Data!$A$6:$A$1806,Data!$K$6:$K$1806)","v":7689},136.0015869140625]
[null,40098.105208333109,{"$f":"LOOKUP(B201,Data!$A$6:$A$1806,Data!B$6:B$1806)","v":59.965999603271484},{"$f":"LOOKUP(B201,Data!$A$6:$A$1806,Data!C$6:C$1806)","v":0},null,null,null,136.0015869140625,136.0015869140625,null,null,-5.0304637976608442,311.29086297443939,{"$f":"AVERAGE(D$79:D201)","v":0},{"$f":"AVERAGE(M$79:M201)","v":826.37518022086522},191.07402915625676,{"$f":"AVERAGE(P$79:P201)","v":495.41708891473866},633,null,null,null,null,null,null,0,633,-831.5203016655496,null,null,null,null,null,null,null,null,null,null,null,null,null,40098.105208333109,{"$f":"LOOKUP($AO201,Data!$A$6:$A$1806,Data!$B$6:$B$1806)","v":59.965999603271484},{"$f":"LOOKUP($AO201,Data!$A$6:$A$1806,Data!$C$6:$C$1806)","v":0},{"$f":"LOOKUP($AO201,Data!$A$6:$A$1806,Data!$D$6:$D$1806)","v":0},{"$f":"IF($AS$1=\"+\",LOOKUP($AO201,Data!$A$6:$A$1806,Data!$E$6:$E$1806)*-1,LOOKUP($AO201,Data!$A$6:$A$1806,Data!$E$6:$E$1806))","v":-219.89729309082031},{"$f":"LOOKUP($AO201,Data!$A$6:$A$1806,Data!$F$6:$F$1806)","v":0},{"$f":"LOOKUP($AO201,Data!$A$6:$A$1806,Data!$G$6:$G$1806)","v":0},{"$f":"LOOKUP($AO201,Data!$A$6:$A$1806,Data!$H$6:$H$1806)","v":0},{"$f":"LOOKUP($AO201,Data!$A$6:$A$1806,Data!$I$6:$I$1806)","v":0},{"$f":"LOOKUP($AO201,Data!$A$6:$A$1806,Data!$J$6:$J$1806)","v":-653},{"$f":"LOOKUP($AO201,Data!$A$6:$A$1806,Data!$K$6:$K$1806)","v":7690},136.0015869140625]
[null,40098.105231481255,{"$f":"LOOKUP(B202,Data!$A$6:$A$1806,Data!B$6:B$1806)","v":59.967998504638672},{"$f":"LOOKUP(B202,Data!$A$6:$A$1806,Data!C$6:C$1806)","v":0},null,null,null,128.0059814453125,128.0059814453125,null,null,-5.0304637976608442,298.26479370802855,{"$f":"AVERAGE(D$79:D202)","v":0},{"$f":"AVERAGE(M$79:M202)","v":822.11622549092294},186.04356535859591,{"$f":"AVERAGE(P$79:P202)","v":492.90185701590821},633,null,null,null,null,null,null,0,633,-853.94308063426718,null,null,null,null,null,null,null,null,null,null,null,null,null,40098.105231481255,{"$f":"LOOKUP($AO202,Data!$A$6:$A$1806,Data!$B$6:$B$1806)","v":59.967998504638672},{"$f":"LOOKUP($AO202,Data!$A$6:$A$1806,Data!$C$6:$C$1806)","v":0},{"$f":"LOOKUP($AO202,Data!$A$6:$A$1806,Data!$D$6:$D$1806)","v":0},{"$f":"IF($AS$1=\"+\",LOOKUP($AO202,Data!$A$6:$A$1806,Data!$E$6:$E$1806)*-1,LOOKUP($AO202,Data!$A$6:$A$1806,Data!$E$6:$E$1806))","v":-219.89729309082031},{"$f":"LOOKUP($AO202,Data!$A$6:$A$1806,Data!$F$6:$F$1806)","v":0},{"$f":"LOOKUP($AO202,Data!$A$6:$A$1806,Data!$G$6:$G$1806)","v":0},{"$f":"LOOKUP($AO202,Data!$A$6:$A$1806,Data!$H$6:$H$1806)","v":0},{"$f":"LOOKUP($AO202,Data!$A$6:$A$1806,Data!$I$6:$I$1806)","v":0},{"$f":"LOOKUP($AO202,Data!$A$6:$A$1806,Data!$J$6:$J$1806)","v":-653},{"$f":"LOOKUP($AO202,Data!$A$6:$A$1806,Data!$K$6:$K$1806)","v":7692},128.0059814453125]
[null,40098.105254629401,{"$f":"LOOKUP(B203,Data!$A$6:$A$1806,Data!B$6:B$1806)","v":59.970001220703125},{"$f":"LOOKUP(B203,Data!$A$6:$A$1806,Data!C$6:C$1806)","v":0},null,null,null,119.9951171875,119.9951171875,null,null,-5.0304637976608442,285.22346565255521,{"$f":"AVERAGE(D$79:D203)","v":0},{"$f":"AVERAGE(M$79:M203)","v":817.82108341221601},181.01310156093507,{"$f":"AVERAGE(P$79:P203)","v":490.38662511707781},633,null,null,null,null,null,null,0,633,-877.6550963604509,null,null,null,null,null,null,null,null,null,null,null,null,null,40098.105254629401,{"$f":"LOOKUP($AO203,Data!$A$6:$A$1806,Data!$B$6:$B$1806)","v":59.970001220703125},{"$f":"LOOKUP($AO203,Data!$A$6:$A$1806,Data!$C$6:$C$1806)","v":0},{"$f":"LOOKUP($AO203,Data!$A$6:$A$1806,Data!$D$6:$D$1806)","v":0},{"$f":"IF($AS$1=\"+\",LOOKUP($AO203,Data!$A$6:$A$1806,Data!$E$6:$E$1806)*-1,LOOKUP($AO203,Data!$A$6:$A$1806,Data!$E$6:$E$1806))","v":-219.89729309082031},{"$f":"LOOKUP($AO203,Data!$A$6:$A$1806,Data!$F$6:$F$1806)","v":0},{"$f":"LOOKUP($AO203,Data!$A$6:$A$1806,Data!$G$6:$G$1806)","v":0},{"$f":"LOOKUP($AO203,Data!$A$6:$A$1806,Data!$H$6:$H$1806)","v":0},{"$f":"LOOKUP($AO203,Data!$A$6:$A$1806,Data!$I$6:$I$1806)","v":0},{"$f":"LOOKUP($AO203,Data!$A$6:$A$1806,Data!$J$6:$J$1806)","v":-653},{"$f":"LOOKUP($AO203,Data!$A$6:$A$1806,Data!$K$6:$K$1806)","v":7692},119.9951171875]
[null,40098.105277777548,{"$f":"LOOKUP(B204,Data!$A$6:$A$1806,Data!B$6:B$1806)","v":59.9739990234375},{"$f":"LOOKUP(B204,Data!$A$6:$A$1806,Data!C$6:C$1806)","v":0},null,null,null,104.00390625,104.00390625,null,null,-5.0304637976608442,264.20179091739436,{"$f":"AVERAGE(D$79:D204)","v":0},{"$f":"AVERAGE(M$79:M204)","v":813.42727950352696},175.98263776327423,{"$f":"AVERAGE(P$79:P204)","v":487.87139321824736},633,null,null,null,null,null,null,0,633,-929.15792288148054,null,null,null,null,null,null,null,null,null,null,null,null,null,40098.105277777548,{"$f":"LOOKUP($AO204,Data!$A$6:$A$1806,Data!$B$6:$B$1806)","v":59.9739990234375},{"$f":"LOOKUP($AO204,Data!$A$6:$A$1806,Data!$C$6:$C$1806)","v":0},{"$f":"LOOKUP($AO204,Data!$A$6:$A$1806,Data!$D$6:$D$1806)","v":0},{"$f":"IF($AS$1=\"+\",LOOKUP($AO204,Data!$A$6:$A$1806,Data!$E$6:$E$1806)*-1,LOOKUP($AO204,Data!$A$6:$A$1806,Data!$E$6:$E$1806))","v":-219.89729309082031},{"$f":"LOOKUP($AO204,Data!$A$6:$A$1806,Data!$F$6:$F$1806)","v":0},{"$f":"LOOKUP($AO204,Data!$A$6:$A$1806,Data!$G$6:$G$1806)","v":0},{"$f":"LOOKUP($AO204,Data!$A$6:$A$1806,Data!$H$6:$H$1806)","v":0},{"$f":"LOOKUP($AO204,Data!$A$6:$A$1806,Data!$I$6:$I$1806)","v":0},{"$f":"LOOKUP($AO204,Data!$A$6:$A$1806,Data!$J$6:$J$1806)","v":-653},{"$f":"LOOKUP($AO204,Data!$A$6:$A$1806,Data!$K$6:$K$1806)","v":7693},104.00390625]
[null,40098.105300925694,{"$f":"LOOKUP(B205,Data!$A$6:$A$1806,Data!B$6:B$1806)","v":59.970001220703125},{"$f":"LOOKUP(B205,Data!$A$6:$A$1806,Data!C$6:C$1806)","v":0},null,null,null,119.9951171875,119.9951171875,null,null,-5.0304637976608442,275.16253805723352,{"$f":"AVERAGE(D$79:D205)","v":0},{"$f":"AVERAGE(M$79:M205)","v":809.18897445276878},170.95217396561338,{"$f":"AVERAGE(P$79:P205)","v":485.35616131941691},633,null,null,null,null,null,null,0,633,-877.6550963604509,null,null,null,null,null,null,null,null,null,null,null,null,null,40098.105300925694,{"$f":"LOOKUP($AO205,Data!$A$6:$A$1806,Data!$B$6:$B$1806)","v":59.970001220703125},{"$f":"LOOKUP($AO205,Data!$A$6:$A$1806,Data!$C$6:$C$1806)","v":0},{"$f":"LOOKUP($AO205,Data!$A$6:$A$1806,Data!$D$6:$D$1806)","v":0},{"$f":"IF($AS$1=\"+\",LOOKUP($AO205,Data!$A$6:$A$1806,Data!$E$6:$E$1806)*-1,LOOKUP($AO205,Data!$A$6:$A$1806,Data!$E$6:$E$1806))","v":-231.17539978027344},{"$f":"LOOKUP($AO205,Data!$A$6:$A$1806,Data!$F$6:$F$1806)","v":0},{"$f":"LOOKUP($AO205,Data!$A$6:$A$1806,Data!$G$6:$G$1806)","v":0},{"$f":"LOOKUP($AO205,Data!$A$6:$A$1806,Data!$H$6:$H$1806)","v":0},{"$f":"LOOKUP($AO205,Data!$A$6:$A$1806,Data!$I$6:$I$1806)","v":0},{"$f":"LOOKUP($AO205,Data!$A$6:$A$1806,Data!$J$6:$J$1806)","v":-653},{"$f":"LOOKUP($AO205,Data!$A$6:$A$1806,Data!$K$6:$K$1806)","v":7693},119.9951171875]
[null,40098.10532407384,{"$f":"LOOKUP(B206,Data!$A$6:$A$1806,Data!B$6:B$1806)","v":59.969001770019531},{"$f":"LOOKUP(B206,Data!$A$6:$A$1806,Data!C$6:C$1806)","v":0},null,null,null,123.992919921875,123.992919921875,null,null,-5.0304637976608442,274.12987699394768,{"$f":"AVERAGE(D$79:D206)","v":0},{"$f":"AVERAGE(M$79:M206)","v":805.00882525387169},165.92171016795254,{"$f":"AVERAGE(P$79:P206)","v":482.84092942058646},633,null,null,null,null,null,null,0,633,-865.6593149050218,null,null,null,null,null,null,null,null,null,null,null,null,null,40098.10532407384,{"$f":"LOOKUP($AO206,Data!$A$6:$A$1806,Data!$B$6:$B$1806)","v":59.969001770019531},{"$f":"LOOKUP($AO206,Data!$A$6:$A$1806,Data!$C$6:$C$1806)","v":0},{"$f":"LOOKUP($AO206,Data!$A$6:$A$1806,Data!$D$6:$D$1806)","v":0},{"$f":"IF($AS$1=\"+\",LOOKUP($AO206,Data!$A$6:$A$1806,Data!$E$6:$E$1806)*-1,LOOKUP($AO206,Data!$A$6:$A$1806,Data!$E$6:$E$1806))","v":-231.17539978027344},{"$f":"LOOKUP($AO206,Data!$A$6:$A$1806,Data!$F$6:$F$1806)","v":0},{"$f":"LOOKUP($AO206,Data!$A$6:$A$1806,Data!$G$6:$G$1806)","v":0},{"$f":"LOOKUP($AO206,Data!$A$6:$A$1806,Data!$H$6:$H$1806)","v":0},{"$f":"LOOKUP($AO206,Data!$A$6:$A$1806,Data!$I$6:$I$1806)","v":0},{"$f":"LOOKUP($AO206,Data!$A$6:$A$1806,Data!$J$6:$J$1806)","v":-653},{"$f":"LOOKUP($AO206,Data!$A$6:$A$1806,Data!$K$6:$K$1806)","v":7694},123.992919921875]
[null,40098.105347221986,{"$f":"LOOKUP(B207,Data!$A$6:$A$1806,Data!B$6:B$1806)","v":59.969001770019531},{"$f":"LOOKUP(B207,Data!$A$6:$A$1806,Data!C$6:C$1806)","v":0},null,null,null,123.992919921875,123.992919921875,null,null,-5.0304637976608442,269.09941319628683,{"$f":"AVERAGE(D$79:D207)","v":0},{"$f":"AVERAGE(M$79:M207)","v":800.85448872629343},160.8912463702917,{"$f":"AVERAGE(P$79:P207)","v":480.32569752175607},633,null,null,null,null,null,null,0,633,-865.6593149050218,null,null,null,null,null,null,null,null,null,null,null,null,null,40098.105347221986,{"$f":"LOOKUP($AO207,Data!$A$6:$A$1806,Data!$B$6:$B$1806)","v":59.969001770019531},{"$f":"LOOKUP($AO207,Data!$A$6:$A$1806,Data!$C$6:$C$1806)","v":0},{"$f":"LOOKUP($AO207,Data!$A$6:$A$1806,Data!$D$6:$D$1806)","v":0},{"$f":"IF($AS$1=\"+\",LOOKUP($AO207,Data!$A$6:$A$1806,Data!$E$6:$E$1806)*-1,LOOKUP($AO207,Data!$A$6:$A$1806,Data!$E$6:$E$1806))","v":-231.17539978027344},{"$f":"LOOKUP($AO207,Data!$A$6:$A$1806,Data!$F$6:$F$1806)","v":0},{"$f":"LOOKUP($AO207,Data!$A$6:$A$1806,Data!$G$6:$G$1806)","v":0},{"$f":"LOOKUP($AO207,Data!$A$6:$A$1806,Data!$H$6:$H$1806)","v":0},{"$f":"LOOKUP($AO207,Data!$A$6:$A$1806,Data!$I$6:$I$1806)","v":0},{"$f":"LOOKUP($AO207,Data!$A$6:$A$1806,Data!$J$6:$J$1806)","v":-653},{"$f":"LOOKUP($AO207,Data!$A$6:$A$1806,Data!$K$6:$K$1806)","v":7694},123.992919921875]
[null,40098.105370370133,{"$f":"LOOKUP(B208,Data!$A$6:$A$1806,Data!B$6:B$1806)","v":59.970001220703125},{"$f":"LOOKUP(B208,Data!$A$6:$A$1806,Data!C$6:C$1806)","v":0},null,null,null,119.9951171875,119.9951171875,null,null,{"$f":"IF(B208>G$3,0,(K$21*0.000023148/K$22))","v":-5.0304637976608442},{"$f":"M207+L208+(I208-I207)","v":260.07114666425099},{"$f":"AVERAGE(D$79:D208)","v":0},{"$f":"AVERAGE(M$79:M208)","v":796.6946168642778},155.86078257263085,{"$f":"AVERAGE(P$79:P208)","v":477.81046562292562},633,null,null,null,null,null,null,0,633,{"$f":"Z208/((C208-G$4)*10)","v":-877.6550963604509},null,null,null,null,null,null,null,null,null,null,null,null,null,40098.105370370133,{"$f":"LOOKUP($AO208,Data!$A$6:$A$1806,Data!$B$6:$B$1806)","v":59.970001220703125},{"$f":"LOOKUP($AO208,Data!$A$6:$A$1806,Data!$C$6:$C$1806)","v":0},{"$f":"LOOKUP($AO208,Data!$A$6:$A$1806,Data!$D$6:$D$1806)","v":0},{"$f":"IF($AS$1=\"+\",LOOKUP($AO208,Data!$A$6:$A$1806,Data!$E$6:$E$1806)*-1,LOOKUP($AO208,Data!$A$6:$A$1806,Data!$E$6:$E$1806))","v":-231.17539978027344},{"$f":"LOOKUP($AO208,Data!$A$6:$A$1806,Data!$F$6:$F$1806)","v":0},{"$f":"LOOKUP($AO208,Data!$A$6:$A$1806,Data!$G$6:$G$1806)","v":0},{"$f":"LOOKUP($AO208,Data!$A$6:$A$1806,Data!$H$6:$H$1806)","v":0},{"$f":"LOOKUP($AO208,Data!$A$6:$A$1806,Data!$I$6:$I$1806)","v":0},{"$f":"LOOKUP($AO208,Data!$A$6:$A$1806,Data!$J$6:$J$1806)","v":-653},{"$f":"LOOKUP($AO208,Data!$A$6:$A$1806,Data!$K$6:$K$1806)","v":7695},119.9951171875]
[null,40098.105393518279,{"$f":"LOOKUP(B209,Data!$A$6:$A$1806,Data!B$6:B$1806)","v":59.971000671386719},{"$f":"LOOKUP(B209,Data!$A$6:$A$1806,Data!C$6:C$1806)","v":0},null,null,null,115.997314453125,115.997314453125,null,null,-5.0304637976608442,251.04288013221515,{"$f":"AVERAGE(D$79:D209)","v":0},{"$f":"AVERAGE(M$79:M209)","v":792.52933643120855},150.83031877497001,{"$f":"AVERAGE(P$79:P209)","v":475.29523372409517},{"$f":"R$41","v":633},null,null,null,null,null,null,0,633,-889.98801011001683,null,null,null,null,null,null,null,null,null,null,null,null,null,{"$f":"AO208+TIME(0,0,$B$1)","v":40098.105393518279},{"$f":"LOOKUP($AO209,Data!$A$6:$A$1806,Data!$B$6:$B$1806)","v":59.971000671386719},{"$f":"LOOKUP($AO209,Data!$A$6:$A$1806,Data!$C$6:$C$1806)","v":0},{"$f":"LOOKUP($AO209,Data!$A$6:$A$1806,Data!$D$6:$D$1806)","v":0},{"$f":"IF($AS$1=\"+\",LOOKUP($AO209,Data!$A$6:$A$1806,Data!$E$6:$E$1806)*-1,LOOKUP($AO209,Data!$A$6:$A$1806,Data!$E$6:$E$1806))","v":-231.17539978027344},{"$f":"LOOKUP($AO209,Data!$A$6:$A$1806,Data!$F$6:$F$1806)","v":0},{"$f":"LOOKUP($AO209,Data!$A$6:$A$1806,Data!$G$6:$G$1806)","v":0},{"$f":"LOOKUP($AO209,Data!$A$6:$A$1806,Data!$H$6:$H$1806)","v":0},{"$f":"LOOKUP($AO209,Data!$A$6:$A$1806,Data!$I$6:$I$1806)","v":0},{"$f":"LOOKUP($AO209,Data!$A$6:$A$1806,Data!$J$6:$J$1806)","v":-653},{"$f":"LOOKUP($AO209,Data!$A$6:$A$1806,Data!$K$6:$K$1806)","v":7695},115.997314453125]
[null,40098.105416666425,{"$f":"LOOKUP(B210,Data!$A$6:$A$1806,Data!B$6:B$1806)","v":59.972999572753906},{"$f":"LOOKUP(B210,Data!$A$6:$A$1806,Data!C$6:C$1806)","v":0},null,null,null,108.001708984375,108.001708984375,null,null,-5.0304637976608442,238.0168108658043,{"$f":"AVERAGE(D$79:D210)","v":0},{"$f":"AVERAGE(M$79:M210)","v":788.32848396480404},{"$f":"P209+L210","v":145.79985497730917},{"$f":"AVERAGE(P$79:P210)","v":472.78000182526478},633,null,null,null,null,null,null,0,633,-915.72372746901021,null,null,null,null,null,null,null,null,null,null,null,null,null,40098.105416666425,{"$f":"LOOKUP($AO210,Data!$A$6:$A$1806,Data!$B$6:$B$1806)","v":59.972999572753906},{"$f":"LOOKUP($AO210,Data!$A$6:$A$1806,Data!$C$6:$C$1806)","v":0},{"$f":"LOOKUP($AO210,Data!$A$6:$A$1806,Data!$D$6:$D$1806)","v":0},{"$f":"IF($AS$1=\"+\",LOOKUP($AO210,Data!$A$6:$A$1806,Data!$E$6:$E$1806)*-1,LOOKUP($AO210,Data!$A$6:$A$1806,Data!$E$6:$E$1806))","v":-226.63412475585937},{"$f":"LOOKUP($AO210,Data!$A$6:$A$1806,Data!$F$6:$F$1806)","v":0},{"$f":"LOOKUP($AO210,Data!$A$6:$A$1806,Data!$G$6:$G$1806)","v":0},{"$f":"LOOKUP($AO210,Data!$A$6:$A$1806,Data!$H$6:$H$1806)","v":0},{"$f":"LOOKUP($AO210,Data!$A$6:$A$1806,Data!$I$6:$I$1806)","v":0},{"$f":"LOOKUP($AO210,Data!$A$6:$A$1806,Data!$J$6:$J$1806)","v":-653},{"$f":"LOOKUP($AO210,Data!$A$6:$A$1806,Data!$K$6:$K$1806)","v":7695},108.001708984375]
[null,40098.105439814572,{"$f":"LOOKUP(B211,Data!$A$6:$A$1806,Data!B$6:B$1806)","v":59.972999572753906},{"$f":"LOOKUP(B211,Data!$A$6:$A$1806,Data!C$6:C$1806)","v":0},null,null,null,108.001708984375,108.001708984375,null,null,-5.0304637976608442,232.98634706814346,{"$f":"AVERAGE(D$79:D211)","v":0},{"$f":"AVERAGE(M$79:M211)","v":784.15297917610735},140.76939117964832,{"$f":"AVERAGE(P$79:P211)","v":470.26476992643433},633,null,null,null,null,null,null,0,633,-915.72372746901021,null,null,null,null,null,null,null,null,null,null,null,null,null,40098.105439814572,{"$f":"LOOKUP($AO211,Data!$A$6:$A$1806,Data!$B$6:$B$1806)","v":59.972999572753906},{"$f":"LOOKUP($AO211,Data!$A$6:$A$1806,Data!$C$6:$C$1806)","v":0},{"$f":"LOOKUP($AO211,Data!$A$6:$A$1806,Data!$D$6:$D$1806)","v":0},{"$f":"IF($AS$1=\"+\",LOOKUP($AO211,Data!$A$6:$A$1806,Data!$E$6:$E$1806)*-1,LOOKUP($AO211,Data!$A$6:$A$1806,Data!$E$6:$E$1806))","v":-226.63412475585937},{"$f":"LOOKUP($AO211,Data!$A$6:$A$1806,Data!$F$6:$F$1806)","v":0},{"$f":"LOOKUP($AO211,Data!$A$6:$A$1806,Data!$G$6:$G$1806)","v":0},{"$f":"LOOKUP($AO211,Data!$A$6:$A$1806,Data!$H$6:$H$1806)","v":0},{"$f":"LOOKUP($AO211,Data!$A$6:$A$1806,Data!$I$6:$I$1806)","v":0},{"$f":"LOOKUP($AO211,Data!$A$6:$A$1806,Data!$J$6:$J$1806)","v":-653},{"$f":"LOOKUP($AO211,Data!$A$6:$A$1806,Data!$K$6:$K$1806)","v":7696},108.001708984375]
[null,40098.105462962718,{"$f":"LOOKUP(B212,Data!$A$6:$A$1806,Data!B$6:B$1806)","v":59.976001739501953},{"$f":"LOOKUP(B212,Data!$A$6:$A$1806,Data!C$6:C$1806)","v":0},null,null,null,95.9930419921875,95.9930419921875,null,null,-5.0304637976608442,215.94721627829512,{"$f":"AVERAGE(D$79:D212)","v":0},{"$f":"AVERAGE(M$79:M212)","v":779.91263766194459},135.73892738198748,{"$f":"AVERAGE(P$79:P212)","v":467.74953802760388},633,null,null,null,null,null,null,0,633,-957.29980745794001,null,null,null,null,null,null,null,null,null,null,null,null,null,40098.105462962718,{"$f":"LOOKUP($AO212,Data!$A$6:$A$1806,Data!$B$6:$B$1806)","v":59.976001739501953},{"$f":"LOOKUP($AO212,Data!$A$6:$A$1806,Data!$C$6:$C$1806)","v":0},{"$f":"LOOKUP($AO212,Data!$A$6:$A$1806,Data!$D$6:$D$1806)","v":0},{"$f":"IF($AS$1=\"+\",LOOKUP($AO212,Data!$A$6:$A$1806,Data!$E$6:$E$1806)*-1,LOOKUP($AO212,Data!$A$6:$A$1806,Data!$E$6:$E$1806))","v":-226.63412475585937},{"$f":"LOOKUP($AO212,Data!$A$6:$A$1806,Data!$F$6:$F$1806)","v":0},{"$f":"LOOKUP($AO212,Data!$A$6:$A$1806,Data!$G$6:$G$1806)","v":0},{"$f":"LOOKUP($AO212,Data!$A$6:$A$1806,Data!$H$6:$H$1806)","v":0},{"$f":"LOOKUP($AO212,Data!$A$6:$A$1806,Data!$I$6:$I$1806)","v":0},{"$f":"LOOKUP($AO212,Data!$A$6:$A$1806,Data!$J$6:$J$1806)","v":-653},{"$f":"LOOKUP($AO212,Data!$A$6:$A$1806,Data!$K$6:$K$1806)","v":7696},95.9930419921875]
[null,40098.105486110864,{"$f":"LOOKUP(B213,Data!$A$6:$A$1806,Data!B$6:B$1806)","v":59.978000640869141},{"$f":"LOOKUP(B213,Data!$A$6:$A$1806,Data!C$6:C$1806)","v":0},null,null,null,87.9974365234375,87.9974365234375,null,null,-5.0304637976608442,202.92114701188427,{"$f":"AVERAGE(D$79:D213)","v":0},{"$f":"AVERAGE(M$79:M213)","v":775.63862662009228},130.70846358432664,{"$f":"AVERAGE(P$79:P213)","v":465.23430612877348},633,null,null,null,null,null,null,0,633,-987.14090378423396,null,null,null,null,null,null,null,null,null,null,null,null,null,40098.105486110864,{"$f":"LOOKUP($AO213,Data!$A$6:$A$1806,Data!$B$6:$B$1806)","v":59.978000640869141},{"$f":"LOOKUP($AO213,Data!$A$6:$A$1806,Data!$C$6:$C$1806)","v":0},{"$f":"LOOKUP($AO213,Data!$A$6:$A$1806,Data!$D$6:$D$1806)","v":0},{"$f":"IF($AS$1=\"+\",LOOKUP($AO213,Data!$A$6:$A$1806,Data!$E$6:$E$1806)*-1,LOOKUP($AO213,Data!$A$6:$A$1806,Data!$E$6:$E$1806))","v":-226.63412475585937},{"$f":"LOOKUP($AO213,Data!$A$6:$A$1806,Data!$F$6:$F$1806)","v":0},{"$f":"LOOKUP($AO213,Data!$A$6:$A$1806,Data!$G$6:$G$1806)","v":0},{"$f":"LOOKUP($AO213,Data!$A$6:$A$1806,Data!$H$6:$H$1806)","v":0},{"$f":"LOOKUP($AO213,Data!$A$6:$A$1806,Data!$I$6:$I$1806)","v":0},{"$f":"LOOKUP($AO213,Data!$A$6:$A$1806,Data!$J$6:$J$1806)","v":-653},{"$f":"LOOKUP($AO213,Data!$A$6:$A$1806,Data!$K$6:$K$1806)","v":7697},87.9974365234375]
[null,40098.10550925901,{"$f":"LOOKUP(B214,Data!$A$6:$A$1806,Data!B$6:B$1806)","v":59.978000640869141},{"$f":"LOOKUP(B214,Data!$A$6:$A$1806,Data!C$6:C$1806)","v":0},null,null,null,87.9974365234375,87.9974365234375,null,null,-5.0304637976608442,197.89068321422343,{"$f":"AVERAGE(D$79:D214)","v":0},{"$f":"AVERAGE(M$79:M214)","v":771.39047997740204},125.67799978666579,{"$f":"AVERAGE(P$79:P214)","v":462.71907422994309},633,null,null,null,null,null,null,0,633,-987.14090378423396,null,null,null,null,null,null,null,null,null,null,null,null,null,40098.10550925901,{"$f":"LOOKUP($AO214,Data!$A$6:$A$1806,Data!$B$6:$B$1806)","v":59.978000640869141},{"$f":"LOOKUP($AO214,Data!$A$6:$A$1806,Data!$C$6:$C$1806)","v":0},{"$f":"LOOKUP($AO214,Data!$A$6:$A$1806,Data!$D$6:$D$1806)","v":0},{"$f":"IF($AS$1=\"+\",LOOKUP($AO214,Data!$A$6:$A$1806,Data!$E$6:$E$1806)*-1,LOOKUP($AO214,Data!$A$6:$A$1806,Data!$E$6:$E$1806))","v":-226.63412475585937},{"$f":"LOOKUP($AO214,Data!$A$6:$A$1806,Data!$F$6:$F$1806)","v":0},{"$f":"LOOKUP($AO214,Data!$A$6:$A$1806,Data!$G$6:$G$1806)","v":0},{"$f":"LOOKUP($AO214,Data!$A$6:$A$1806,Data!$H$6:$H$1806)","v":0},{"$f":"LOOKUP($AO214,Data!$A$6:$A$1806,Data!$I$6:$I$1806)","v":0},{"$f":"LOOKUP($AO214,Data!$A$6:$A$1806,Data!$J$6:$J$1806)","v":-653},{"$f":"LOOKUP($AO214,Data!$A$6:$A$1806,Data!$K$6:$K$1806)","v":7697},87.9974365234375]
[null,40098.105532407157,{"$f":"LOOKUP(B215,Data!$A$6:$A$1806,Data!B$6:B$1806)","v":59.976001739501953},{"$f":"LOOKUP(B215,Data!$A$6:$A$1806,Data!C$6:C$1806)","v":0},null,null,null,95.9930419921875,95.9930419921875,null,null,-5.0304637976608442,200.85582488531259,{"$f":"AVERAGE(D$79:D215)","v":0},{"$f":"AVERAGE(M$79:M215)","v":767.22599344388311},120.64753598900495,{"$f":"AVERAGE(P$79:P215)","v":460.20384233111264},633,null,null,null,null,null,null,0,633,-957.29980745794001,null,null,null,null,null,null,null,null,null,null,null,null,null,40098.105532407157,{"$f":"LOOKUP($AO215,Data!$A$6:$A$1806,Data!$B$6:$B$1806)","v":59.976001739501953},{"$f":"LOOKUP($AO215,Data!$A$6:$A$1806,Data!$C$6:$C$1806)","v":0},{"$f":"LOOKUP($AO215,Data!$A$6:$A$1806,Data!$D$6:$D$1806)","v":0},{"$f":"IF($AS$1=\"+\",LOOKUP($AO215,Data!$A$6:$A$1806,Data!$E$6:$E$1806)*-1,LOOKUP($AO215,Data!$A$6:$A$1806,Data!$E$6:$E$1806))","v":-227.25506591796875},{"$f":"LOOKUP($AO215,Data!$A$6:$A$1806,Data!$F$6:$F$1806)","v":0},{"$f":"LOOKUP($AO215,Data!$A$6:$A$1806,Data!$G$6:$G$1806)","v":0},{"$f":"LOOKUP($AO215,Data!$A$6:$A$1806,Data!$H$6:$H$1806)","v":0},{"$f":"LOOKUP($AO215,Data!$A$6:$A$1806,Data!$I$6:$I$1806)","v":0},{"$f":"LOOKUP($AO215,Data!$A$6:$A$1806,Data!$J$6:$J$1806)","v":-653},{"$f":"LOOKUP($AO215,Data!$A$6:$A$1806,Data!$K$6:$K$1806)","v":7697},95.9930419921875]
[null,40098.105555555303,{"$f":"LOOKUP(B216,Data!$A$6:$A$1806,Data!B$6:B$1806)","v":59.978000640869141},{"$f":"LOOKUP(B216,Data!$A$6:$A$1806,Data!C$6:C$1806)","v":0},null,null,null,87.9974365234375,87.9974365234375,null,null,-5.0304637976608442,187.82975561890174,{"$f":"AVERAGE(D$79:D216)","v":0},{"$f":"AVERAGE(M$79:M216)","v":763.02746998138332},115.61707219134411,{"$f":"AVERAGE(P$79:P216)","v":457.68861043228219},633,null,null,null,null,null,null,0,633,-987.14090378423396,null,null,null,null,null,null,null,null,null,null,null,null,null,40098.105555555303,{"$f":"LOOKUP($AO216,Data!$A$6:$A$1806,Data!$B$6:$B$1806)","v":59.978000640869141},{"$f":"LOOKUP($AO216,Data!$A$6:$A$1806,Data!$C$6:$C$1806)","v":0},{"$f":"LOOKUP($AO216,Data!$A$6:$A$1806,Data!$D$6:$D$1806)","v":0},{"$f":"IF($AS$1=\"+\",LOOKUP($AO216,Data!$A$6:$A$1806,Data!$E$6:$E$1806)*-1,LOOKUP($AO216,Data!$A$6:$A$1806,Data!$E$6:$E$1806))","v":-227.25506591796875},{"$f":"LOOKUP($AO216,Data!$A$6:$A$1806,Data!$F$6:$F$1806)","v":0},{"$f":"LOOKUP($AO216,Data!$A$6:$A$1806,Data!$G$6:$G$1806)","v":0},{"$f":"LOOKUP($AO216,Data!$A$6:$A$1806,Data!$H$6:$H$1806)","v":0},{"$f":"LOOKUP($AO216,Data!$A$6:$A$1806,Data!$I$6:$I$1806)","v":0},{"$f":"LOOKUP($AO216,Data!$A$6:$A$1806,Data!$J$6:$J$1806)","v":-653},{"$f":"LOOKUP($AO216,Data!$A$6:$A$1806,Data!$K$6:$K$1806)","v":7698},87.9974365234375]
[null,40098.105578703449,{"$f":"LOOKUP(B217,Data!$A$6:$A$1806,Data!B$6:B$1806)","v":59.976001739501953},{"$f":"LOOKUP(B217,Data!$A$6:$A$1806,Data!C$6:C$1806)","v":0},null,null,null,95.9930419921875,95.9930419921875,null,null,-5.0304637976608442,190.7948972899909,{"$f":"AVERAGE(D$79:D217)","v":0},{"$f":"AVERAGE(M$79:M217)","v":758.91068888288407},110.58660839368326,{"$f":"AVERAGE(P$79:P217)","v":455.1733785334518},633,null,null,null,null,null,null,0,633,-957.29980745794001,null,null,null,null,null,null,null,null,null,null,null,null,null,40098.105578703449,{"$f":"LOOKUP($AO217,Data!$A$6:$A$1806,Data!$B$6:$B$1806)","v":59.976001739501953},{"$f":"LOOKUP($AO217,Data!$A$6:$A$1806,Data!$C$6:$C$1806)","v":0},{"$f":"LOOKUP($AO217,Data!$A$6:$A$1806,Data!$D$6:$D$1806)","v":0},{"$f":"IF($AS$1=\"+\",LOOKUP($AO217,Data!$A$6:$A$1806,Data!$E$6:$E$1806)*-1,LOOKUP($AO217,Data!$A$6:$A$1806,Data!$E$6:$E$1806))","v":-227.25506591796875},{"$f":"LOOKUP($AO217,Data!$A$6:$A$1806,Data!$F$6:$F$1806)","v":0},{"$f":"LOOKUP($AO217,Data!$A$6:$A$1806,Data!$G$6:$G$1806)","v":0},{"$f":"LOOKUP($AO217,Data!$A$6:$A$1806,Data!$H$6:$H$1806)","v":0},{"$f":"LOOKUP($AO217,Data!$A$6:$A$1806,Data!$I$6:$I$1806)","v":0},{"$f":"LOOKUP($AO217,Data!$A$6:$A$1806,Data!$J$6:$J$1806)","v":-653},{"$f":"LOOKUP($AO217,Data!$A$6:$A$1806,Data!$K$6:$K$1806)","v":7698},95.9930419921875]
[null,40098.105601851596,{"$f":"LOOKUP(B218,Data!$A$6:$A$1806,Data!B$6:B$1806)","v":59.978000640869141},{"$f":"LOOKUP(B218,Data!$A$6:$A$1806,Data!C$6:C$1806)","v":0},null,null,null,87.9974365234375,87.9974365234375,null,null,-5.0304637976608442,177.76882802358006,{"$f":"AVERAGE(D$79:D218)","v":0},{"$f":"AVERAGE(M$79:M218)","v":754.75967559103185},105.55614459602242,{"$f":"AVERAGE(P$79:P218)","v":452.65814663462135},633,null,null,null,null,null,null,0,633,-987.14090378423396,null,null,null,null,null,null,null,null,null,null,null,null,null,40098.105601851596,{"$f":"LOOKUP($AO218,Data!$A$6:$A$1806,Data!$B$6:$B$1806)","v":59.978000640869141},{"$f":"LOOKUP($AO218,Data!$A$6:$A$1806,Data!$C$6:$C$1806)","v":0},{"$f":"LOOKUP($AO218,Data!$A$6:$A$1806,Data!$D$6:$D$1806)","v":0},{"$f":"IF($AS$1=\"+\",LOOKUP($AO218,Data!$A$6:$A$1806,Data!$E$6:$E$1806)*-1,LOOKUP($AO218,Data!$A$6:$A$1806,Data!$E$6:$E$1806))","v":-227.25506591796875},{"$f":"LOOKUP($AO218,Data!$A$6:$A$1806,Data!$F$6:$F$1806)","v":0},{"$f":"LOOKUP($AO218,Data!$A$6:$A$1806,Data!$G$6:$G$1806)","v":0},{"$f":"LOOKUP($AO218,Data!$A$6:$A$1806,Data!$H$6:$H$1806)","v":0},{"$f":"LOOKUP($AO218,Data!$A$6:$A$1806,Data!$I$6:$I$1806)","v":0},{"$f":"LOOKUP($AO218,Data!$A$6:$A$1806,Data!$J$6:$J$1806)","v":-653},{"$f":"LOOKUP($AO218,Data!$A$6:$A$1806,Data!$K$6:$K$1806)","v":7698.33},87.9974365234375]
[null,40098.105624999742,{"$f":"LOOKUP(B219,Data!$A$6:$A$1806,Data!B$6:B$1806)","v":59.977001190185547},{"$f":"LOOKUP(B219,Data!$A$6:$A$1806,Data!C$6:C$1806)","v":0},null,null,null,91.9952392578125,91.9952392578125,null,null,-5.0304637976608442,176.73616696029421,{"$f":"AVERAGE(D$79:D219)","v":0},{"$f":"AVERAGE(M$79:M219)","v":750.66021808301252},100.52568079836158,{"$f":"AVERAGE(P$79:P219)","v":450.1429147357909},633,null,null,null,null,null,null,0,633,-971.99137177375064,null,null,null,null,null,null,null,null,null,null,null,null,null,40098.105624999742,{"$f":"LOOKUP($AO219,Data!$A$6:$A$1806,Data!$B$6:$B$1806)","v":59.977001190185547},{"$f":"LOOKUP($AO219,Data!$A$6:$A$1806,Data!$C$6:$C$1806)","v":0},{"$f":"LOOKUP($AO219,Data!$A$6:$A$1806,Data!$D$6:$D$1806)","v":0},{"$f":"IF($AS$1=\"+\",LOOKUP($AO219,Data!$A$6:$A$1806,Data!$E$6:$E$1806)*-1,LOOKUP($AO219,Data!$A$6:$A$1806,Data!$E$6:$E$1806))","v":-227.25506591796875},{"$f":"LOOKUP($AO219,Data!$A$6:$A$1806,Data!$F$6:$F$1806)","v":0},{"$f":"LOOKUP($AO219,Data!$A$6:$A$1806,Data!$G$6:$G$1806)","v":0},{"$f":"LOOKUP($AO219,Data!$A$6:$A$1806,Data!$H$6:$H$1806)","v":0},{"$f":"LOOKUP($AO219,Data!$A$6:$A$1806,Data!$I$6:$I$1806)","v":0},{"$f":"LOOKUP($AO219,Data!$A$6:$A$1806,Data!$J$6:$J$1806)","v":-653},{"$f":"LOOKUP($AO219,Data!$A$6:$A$1806,Data!$K$6:$K$1806)","v":7698.66},91.9952392578125]
[null,40098.105648147888,{"$f":"LOOKUP(B220,Data!$A$6:$A$1806,Data!B$6:B$1806)","v":59.979999542236328},{"$f":"LOOKUP(B220,Data!$A$6:$A$1806,Data!C$6:C$1806)","v":0},null,null,null,80.0018310546875,80.0018310546875,null,null,-5.0304637976608442,159.71229495950837,{"$f":"AVERAGE(D$79:D220)","v":0},{"$f":"AVERAGE(M$79:M220)","v":746.49861299059341},95.495217000700734,{"$f":"AVERAGE(P$79:P220)","v":447.6276828369605},633,null,null,null,null,null,null,0,633,-1018.9022818853762,null,null,null,null,null,null,null,null,null,null,null,null,null,40098.105648147888,{"$f":"LOOKUP($AO220,Data!$A$6:$A$1806,Data!$B$6:$B$1806)","v":59.979999542236328},{"$f":"LOOKUP($AO220,Data!$A$6:$A$1806,Data!$C$6:$C$1806)","v":0},{"$f":"LOOKUP($AO220,Data!$A$6:$A$1806,Data!$D$6:$D$1806)","v":0},{"$f":"IF($AS$1=\"+\",LOOKUP($AO220,Data!$A$6:$A$1806,Data!$E$6:$E$1806)*-1,LOOKUP($AO220,Data!$A$6:$A$1806,Data!$E$6:$E$1806))","v":-229.29022216796875},{"$f":"LOOKUP($AO220,Data!$A$6:$A$1806,Data!$F$6:$F$1806)","v":0},{"$f":"LOOKUP($AO220,Data!$A$6:$A$1806,Data!$G$6:$G$1806)","v":0},{"$f":"LOOKUP($AO220,Data!$A$6:$A$1806,Data!$H$6:$H$1806)","v":0},{"$f":"LOOKUP($AO220,Data!$A$6:$A$1806,Data!$I$6:$I$1806)","v":0},{"$f":"LOOKUP($AO220,Data!$A$6:$A$1806,Data!$J$6:$J$1806)","v":-653},{"$f":"LOOKUP($AO220,Data!$A$6:$A$1806,Data!$K$6:$K$1806)","v":7698.99},80.0018310546875]
[null,40098.105671296034,{"$f":"LOOKUP(B221,Data!$A$6:$A$1806,Data!B$6:B$1806)","v":59.981998443603516},{"$f":"LOOKUP(B221,Data!$A$6:$A$1806,Data!C$6:C$1806)","v":0},null,null,null,72.0062255859375,72.0062255859375,null,null,-5.0304637976608442,146.68622569309753,{"$f":"AVERAGE(D$79:D221)","v":0},{"$f":"AVERAGE(M$79:M221)","v":742.3041207717298},90.464753203039891,{"$f":"AVERAGE(P$79:P221)","v":445.11245093813005},633,null,null,null,null,null,null,0,633,-1052.7754597723938,null,null,null,null,null,null,null,null,null,null,null,null,null,40098.105671296034,{"$f":"LOOKUP($AO221,Data!$A$6:$A$1806,Data!$B$6:$B$1806)","v":59.981998443603516},{"$f":"LOOKUP($AO221,Data!$A$6:$A$1806,Data!$C$6:$C$1806)","v":0},{"$f":"LOOKUP($AO221,Data!$A$6:$A$1806,Data!$D$6:$D$1806)","v":0},{"$f":"IF($AS$1=\"+\",LOOKUP($AO221,Data!$A$6:$A$1806,Data!$E$6:$E$1806)*-1,LOOKUP($AO221,Data!$A$6:$A$1806,Data!$E$6:$E$1806))","v":-229.29022216796875},{"$f":"LOOKUP($AO221,Data!$A$6:$A$1806,Data!$F$6:$F$1806)","v":0},{"$f":"LOOKUP($AO221,Data!$A$6:$A$1806,Data!$G$6:$G$1806)","v":0},{"$f":"LOOKUP($AO221,Data!$A$6:$A$1806,Data!$H$6:$H$1806)","v":0},{"$f":"LOOKUP($AO221,Data!$A$6:$A$1806,Data!$I$6:$I$1806)","v":0},{"$f":"LOOKUP($AO221,Data!$A$6:$A$1806,Data!$J$6:$J$1806)","v":-653},{"$f":"LOOKUP($AO221,Data!$A$6:$A$1806,Data!$K$6:$K$1806)","v":7699.32},72.0062255859375]
[null,40098.105694444181,{"$f":"LOOKUP(B222,Data!$A$6:$A$1806,Data!B$6:B$1806)","v":59.980998992919922},{"$f":"LOOKUP(B222,Data!$A$6:$A$1806,Data!C$6:C$1806)","v":0},null,null,null,76.0040283203125,76.0040283203125,null,null,-5.0304637976608442,145.65356462981168,{"$f":"AVERAGE(D$79:D222)","v":0},{"$f":"AVERAGE(M$79:M222)","v":738.16071413185534},85.434289405379047,{"$f":"AVERAGE(P$79:P222)","v":442.59721903929966},633,null,null,null,null,null,null,0,633,-1035.5619474066043,null,null,null,null,null,null,null,null,null,null,null,null,null,40098.105694444181,{"$f":"LOOKUP($AO222,Data!$A$6:$A$1806,Data!$B$6:$B$1806)","v":59.980998992919922},{"$f":"LOOKUP($AO222,Data!$A$6:$A$1806,Data!$C$6:$C$1806)","v":0},{"$f":"LOOKUP($AO222,Data!$A$6:$A$1806,Data!$D$6:$D$1806)","v":0},{"$f":"IF($AS$1=\"+\",LOOKUP($AO222,Data!$A$6:$A$1806,Data!$E$6:$E$1806)*-1,LOOKUP($AO222,Data!$A$6:$A$1806,Data!$E$6:$E$1806))","v":-229.29022216796875},{"$f":"LOOKUP($AO222,Data!$A$6:$A$1806,Data!$F$6:$F$1806)","v":0},{"$f":"LOOKUP($AO222,Data!$A$6:$A$1806,Data!$G$6:$G$1806)","v":0},{"$f":"LOOKUP($AO222,Data!$A$6:$A$1806,Data!$H$6:$H$1806)","v":0},{"$f":"LOOKUP($AO222,Data!$A$6:$A$1806,Data!$I$6:$I$1806)","v":0},{"$f":"LOOKUP($AO222,Data!$A$6:$A$1806,Data!$J$6:$J$1806)","v":-653},{"$f":"LOOKUP($AO222,Data!$A$6:$A$1806,Data!$K$6:$K$1806)","v":7699.65},76.0040283203125]
[null,40098.105717592327,{"$f":"LOOKUP(B223,Data!$A$6:$A$1806,Data!B$6:B$1806)","v":59.979999542236328},{"$f":"LOOKUP(B223,Data!$A$6:$A$1806,Data!C$6:C$1806)","v":0},null,null,null,80.0018310546875,80.0018310546875,null,null,-5.0304637976608442,144.62090356652584,{"$f":"AVERAGE(D$79:D223)","v":0},{"$f":"AVERAGE(M$79:M223)","v":734.06733612795654},80.403825607718204,{"$f":"AVERAGE(P$79:P223)","v":440.08198714046921},633,null,null,null,null,null,null,0,633,-1018.9022818853762,null,null,null,null,null,null,null,null,null,null,null,null,null,40098.105717592327,{"$f":"LOOKUP($AO223,Data!$A$6:$A$1806,Data!$B$6:$B$1806)","v":59.979999542236328},{"$f":"LOOKUP($AO223,Data!$A$6:$A$1806,Data!$C$6:$C$1806)","v":0},{"$f":"LOOKUP($AO223,Data!$A$6:$A$1806,Data!$D$6:$D$1806)","v":0},{"$f":"IF($AS$1=\"+\",LOOKUP($AO223,Data!$A$6:$A$1806,Data!$E$6:$E$1806)*-1,LOOKUP($AO223,Data!$A$6:$A$1806,Data!$E$6:$E$1806))","v":-229.29022216796875},{"$f":"LOOKUP($AO223,Data!$A$6:$A$1806,Data!$F$6:$F$1806)","v":0},{"$f":"LOOKUP($AO223,Data!$A$6:$A$1806,Data!$G$6:$G$1806)","v":0},{"$f":"LOOKUP($AO223,Data!$A$6:$A$1806,Data!$H$6:$H$1806)","v":0},{"$f":"LOOKUP($AO223,Data!$A$6:$A$1806,Data!$I$6:$I$1806)","v":0},{"$f":"LOOKUP($AO223,Data!$A$6:$A$1806,Data!$J$6:$J$1806)","v":-653},{"$f":"LOOKUP($AO223,Data!$A$6:$A$1806,Data!$K$6:$K$1806)","v":7699.98},80.0018310546875]
[null,40098.105740740473,{"$f":"LOOKUP(B224,Data!$A$6:$A$1806,Data!B$6:B$1806)","v":59.979000091552734},{"$f":"LOOKUP(B224,Data!$A$6:$A$1806,Data!C$6:C$1806)","v":0},null,null,null,83.9996337890625,83.9996337890625,null,null,-5.0304637976608442,143.58824250324,{"$f":"AVERAGE(D$79:D224)","v":0},{"$f":"AVERAGE(M$79:M224)","v":730.02295877436256},75.373361810057361,{"$f":"AVERAGE(P$79:P224)","v":437.56675524163882},633,null,null,null,null,null,null,0,633,-1002.7701562889495,null,null,null,null,null,null,null,null,null,null,null,null,null,40098.105740740473,{"$f":"LOOKUP($AO224,Data!$A$6:$A$1806,Data!$B$6:$B$1806)","v":59.979000091552734},{"$f":"LOOKUP($AO224,Data!$A$6:$A$1806,Data!$C$6:$C$1806)","v":0},{"$f":"LOOKUP($AO224,Data!$A$6:$A$1806,Data!$D$6:$D$1806)","v":0},{"$f":"IF($AS$1=\"+\",LOOKUP($AO224,Data!$A$6:$A$1806,Data!$E$6:$E$1806)*-1,LOOKUP($AO224,Data!$A$6:$A$1806,Data!$E$6:$E$1806))","v":-229.29022216796875},{"$f":"LOOKUP($AO224,Data!$A$6:$A$1806,Data!$F$6:$F$1806)","v":0},{"$f":"LOOKUP($AO224,Data!$A$6:$A$1806,Data!$G$6:$G$1806)","v":0},{"$f":"LOOKUP($AO224,Data!$A$6:$A$1806,Data!$H$6:$H$1806)","v":0},{"$f":"LOOKUP($AO224,Data!$A$6:$A$1806,Data!$I$6:$I$1806)","v":0},{"$f":"LOOKUP($AO224,Data!$A$6:$A$1806,Data!$J$6:$J$1806)","v":-653},{"$f":"LOOKUP($AO224,Data!$A$6:$A$1806,Data!$K$6:$K$1806)","v":7700.31},83.9996337890625]
[null,40098.10576388862,{"$f":"LOOKUP(B225,Data!$A$6:$A$1806,Data!B$6:B$1806)","v":59.979999542236328},{"$f":"LOOKUP(B225,Data!$A$6:$A$1806,Data!C$6:C$1806)","v":0},null,null,null,80.0018310546875,80.0018310546875,null,null,-5.0304637976608442,134.55997597120415,{"$f":"AVERAGE(D$79:D225)","v":0},{"$f":"AVERAGE(M$79:M225)","v":725.972190183865},70.342898012396518,{"$f":"AVERAGE(P$79:P225)","v":435.05152334280837},633,null,null,null,null,null,null,0,633,-1018.9022818853762,null,null,null,null,null,null,null,null,null,null,null,null,null,40098.10576388862,{"$f":"LOOKUP($AO225,Data!$A$6:$A$1806,Data!$B$6:$B$1806)","v":59.979999542236328},{"$f":"LOOKUP($AO225,Data!$A$6:$A$1806,Data!$C$6:$C$1806)","v":0},{"$f":"LOOKUP($AO225,Data!$A$6:$A$1806,Data!$D$6:$D$1806)","v":0},{"$f":"IF($AS$1=\"+\",LOOKUP($AO225,Data!$A$6:$A$1806,Data!$E$6:$E$1806)*-1,LOOKUP($AO225,Data!$A$6:$A$1806,Data!$E$6:$E$1806))","v":-221.46136474609375},{"$f":"LOOKUP($AO225,Data!$A$6:$A$1806,Data!$F$6:$F$1806)","v":0},{"$f":"LOOKUP($AO225,Data!$A$6:$A$1806,Data!$G$6:$G$1806)","v":0},{"$f":"LOOKUP($AO225,Data!$A$6:$A$1806,Data!$H$6:$H$1806)","v":0},{"$f":"LOOKUP($AO225,Data!$A$6:$A$1806,Data!$I$6:$I$1806)","v":0},{"$f":"LOOKUP($AO225,Data!$A$6:$A$1806,Data!$J$6:$J$1806)","v":-653},{"$f":"LOOKUP($AO225,Data!$A$6:$A$1806,Data!$K$6:$K$1806)","v":7700.64},80.0018310546875]
[null,40098.105787036766,{"$f":"LOOKUP(B226,Data!$A$6:$A$1806,Data!B$6:B$1806)","v":59.979000091552734},{"$f":"LOOKUP(B226,Data!$A$6:$A$1806,Data!C$6:C$1806)","v":0},null,null,null,83.9996337890625,83.9996337890625,null,null,-5.0304637976608442,133.52731490791831,{"$f":"AVERAGE(D$79:D226)","v":0},{"$f":"AVERAGE(M$79:M226)","v":721.96918426983825},65.312434214735674,{"$f":"AVERAGE(P$79:P226)","v":432.53629144397792},633,null,null,null,null,null,null,0,633,-1002.7701562889495,null,null,null,null,null,null,null,null,null,null,null,null,null,40098.105787036766,{"$f":"LOOKUP($AO226,Data!$A$6:$A$1806,Data!$B$6:$B$1806)","v":59.979000091552734},{"$f":"LOOKUP($AO226,Data!$A$6:$A$1806,Data!$C$6:$C$1806)","v":0},{"$f":"LOOKUP($AO226,Data!$A$6:$A$1806,Data!$D$6:$D$1806)","v":0},{"$f":"IF($AS$1=\"+\",LOOKUP($AO226,Data!$A$6:$A$1806,Data!$E$6:$E$1806)*-1,LOOKUP($AO226,Data!$A$6:$A$1806,Data!$E$6:$E$1806))","v":-221.46136474609375},{"$f":"LOOKUP($AO226,Data!$A$6:$A$1806,Data!$F$6:$F$1806)","v":0},{"$f":"LOOKUP($AO226,Data!$A$6:$A$1806,Data!$G$6:$G$1806)","v":0},{"$f":"LOOKUP($AO226,Data!$A$6:$A$1806,Data!$H$6:$H$1806)","v":0},{"$f":"LOOKUP($AO226,Data!$A$6:$A$1806,Data!$I$6:$I$1806)","v":0},{"$f":"LOOKUP($AO226,Data!$A$6:$A$1806,Data!$J$6:$J$1806)","v":-653},{"$f":"LOOKUP($AO226,Data!$A$6:$A$1806,Data!$K$6:$K$1806)","v":7700.97},83.9996337890625]
[null,40098.105810184912,{"$f":"LOOKUP(B227,Data!$A$6:$A$1806,Data!B$6:B$1806)","v":59.983001708984375},{"$f":"LOOKUP(B227,Data!$A$6:$A$1806,Data!C$6:C$1806)","v":0},null,null,null,67.9931640625,67.9931640625,null,null,-5.0304637976608442,112.49038138369497,{"$f":"AVERAGE(D$79:D227)","v":0},{"$f":"AVERAGE(M$79:M227)","v":717.87872250550174},60.281970417074831,{"$f":"AVERAGE(P$79:P227)","v":430.02105954514752},633,null,null,null,null,null,null,0,633,-1070.639978708132,null,null,null,null,null,null,null,null,null,null,null,null,null,40098.105810184912,{"$f":"LOOKUP($AO227,Data!$A$6:$A$1806,Data!$B$6:$B$1806)","v":59.983001708984375},{"$f":"LOOKUP($AO227,Data!$A$6:$A$1806,Data!$C$6:$C$1806)","v":0},{"$f":"LOOKUP($AO227,Data!$A$6:$A$1806,Data!$D$6:$D$1806)","v":0},{"$f":"IF($AS$1=\"+\",LOOKUP($AO227,Data!$A$6:$A$1806,Data!$E$6:$E$1806)*-1,LOOKUP($AO227,Data!$A$6:$A$1806,Data!$E$6:$E$1806))","v":-221.46136474609375},{"$f":"LOOKUP($AO227,Data!$A$6:$A$1806,Data!$F$6:$F$1806)","v":0},{"$f":"LOOKUP($AO227,Data!$A$6:$A$1806,Data!$G$6:$G$1806)","v":0},{"$f":"LOOKUP($AO227,Data!$A$6:$A$1806,Data!$H$6:$H$1806)","v":0},{"$f":"LOOKUP($AO227,Data!$A$6:$A$1806,Data!$I$6:$I$1806)","v":0},{"$f":"LOOKUP($AO227,Data!$A$6:$A$1806,Data!$J$6:$J$1806)","v":-653},{"$f":"LOOKUP($AO227,Data!$A$6:$A$1806,Data!$K$6:$K$1806)","v":7701.3},67.9931640625]
[null,40098.105833333058,{"$f":"LOOKUP(B228,Data!$A$6:$A$1806,Data!B$6:B$1806)","v":59.983001708984375},{"$f":"LOOKUP(B228,Data!$A$6:$A$1806,Data!C$6:C$1806)","v":0},null,null,null,67.9931640625,67.9931640625,null,null,-5.0304637976608442,107.45991758603412,{"$f":"AVERAGE(D$79:D228)","v":0},{"$f":"AVERAGE(M$79:M228)","v":713.80926380603864},55.251506619413988,{"$f":"AVERAGE(P$79:P228)","v":427.50582764631707},633,null,null,null,null,null,null,0,633,-1070.639978708132,null,null,null,null,null,null,null,null,null,null,null,null,null,40098.105833333058,{"$f":"LOOKUP($AO228,Data!$A$6:$A$1806,Data!$B$6:$B$1806)","v":59.983001708984375},{"$f":"LOOKUP($AO228,Data!$A$6:$A$1806,Data!$C$6:$C$1806)","v":0},{"$f":"LOOKUP($AO228,Data!$A$6:$A$1806,Data!$D$6:$D$1806)","v":0},{"$f":"IF($AS$1=\"+\",LOOKUP($AO228,Data!$A$6:$A$1806,Data!$E$6:$E$1806)*-1,LOOKUP($AO228,Data!$A$6:$A$1806,Data!$E$6:$E$1806))","v":-221.46136474609375},{"$f":"LOOKUP($AO228,Data!$A$6:$A$1806,Data!$F$6:$F$1806)","v":0},{"$f":"LOOKUP($AO228,Data!$A$6:$A$1806,Data!$G$6:$G$1806)","v":0},{"$f":"LOOKUP($AO228,Data!$A$6:$A$1806,Data!$H$6:$H$1806)","v":0},{"$f":"LOOKUP($AO228,Data!$A$6:$A$1806,Data!$I$6:$I$1806)","v":0},{"$f":"LOOKUP($AO228,Data!$A$6:$A$1806,Data!$J$6:$J$1806)","v":-653},{"$f":"LOOKUP($AO228,Data!$A$6:$A$1806,Data!$K$6:$K$1806)","v":7701.63},67.9931640625]
[null,40098.105856481205,{"$f":"LOOKUP(B229,Data!$A$6:$A$1806,Data!B$6:B$1806)","v":59.984001159667969},{"$f":"LOOKUP(B229,Data!$A$6:$A$1806,Data!C$6:C$1806)","v":0},null,null,null,63.995361328125,63.995361328125,null,null,-5.0304637976608442,98.43165105399828,{"$f":"AVERAGE(D$79:D229)","v":0},{"$f":"AVERAGE(M$79:M229)","v":709.73391537721716},50.221042821753144,{"$f":"AVERAGE(P$79:P229)","v":424.99059574748668},633,null,null,null,null,null,null,0,633,-1089.0497690635382,null,null,null,null,null,null,null,null,null,null,null,null,null,40098.105856481205,{"$f":"LOOKUP($AO229,Data!$A$6:$A$1806,Data!$B$6:$B$1806)","v":59.984001159667969},{"$f":"LOOKUP($AO229,Data!$A$6:$A$1806,Data!$C$6:$C$1806)","v":0},{"$f":"LOOKUP($AO229,Data!$A$6:$A$1806,Data!$D$6:$D$1806)","v":0},{"$f":"IF($AS$1=\"+\",LOOKUP($AO229,Data!$A$6:$A$1806,Data!$E$6:$E$1806)*-1,LOOKUP($AO229,Data!$A$6:$A$1806,Data!$E$6:$E$1806))","v":-221.46136474609375},{"$f":"LOOKUP($AO229,Data!$A$6:$A$1806,Data!$F$6:$F$1806)","v":0},{"$f":"LOOKUP($AO229,Data!$A$6:$A$1806,Data!$G$6:$G$1806)","v":0},{"$f":"LOOKUP($AO229,Data!$A$6:$A$1806,Data!$H$6:$H$1806)","v":0},{"$f":"LOOKUP($AO229,Data!$A$6:$A$1806,Data!$I$6:$I$1806)","v":0},{"$f":"LOOKUP($AO229,Data!$A$6:$A$1806,Data!$J$6:$J$1806)","v":-653},{"$f":"LOOKUP($AO229,Data!$A$6:$A$1806,Data!$K$6:$K$1806)","v":7701.96},63.995361328125]
[null,40098.105879629351,{"$f":"LOOKUP(B230,Data!$A$6:$A$1806,Data!B$6:B$1806)","v":59.987998962402344},{"$f":"LOOKUP(B230,Data!$A$6:$A$1806,Data!C$6:C$1806)","v":0},null,null,null,48.004150390625,48.004150390625,null,null,-5.0304637976608442,77.409976318837437,{"$f":"AVERAGE(D$79:D230)","v":0},{"$f":"AVERAGE(M$79:M230)","v":705.57388946235949},45.190579024092301,{"$f":"AVERAGE(P$79:P230)","v":422.47536384865623},633,null,null,null,null,null,null,0,633,-1169.4877289425694,null,null,null,null,null,null,null,null,null,null,null,null,null,40098.105879629351,{"$f":"LOOKUP($AO230,Data!$A$6:$A$1806,Data!$B$6:$B$1806)","v":59.987998962402344},{"$f":"LOOKUP($AO230,Data!$A$6:$A$1806,Data!$C$6:$C$1806)","v":0},{"$f":"LOOKUP($AO230,Data!$A$6:$A$1806,Data!$D$6:$D$1806)","v":0},{"$f":"IF($AS$1=\"+\",LOOKUP($AO230,Data!$A$6:$A$1806,Data!$E$6:$E$1806)*-1,LOOKUP($AO230,Data!$A$6:$A$1806,Data!$E$6:$E$1806))","v":-241.27436828613281},{"$f":"LOOKUP($AO230,Data!$A$6:$A$1806,Data!$F$6:$F$1806)","v":0},{"$f":"LOOKUP($AO230,Data!$A$6:$A$1806,Data!$G$6:$G$1806)","v":0},{"$f":"LOOKUP($AO230,Data!$A$6:$A$1806,Data!$H$6:$H$1806)","v":0},{"$f":"LOOKUP($AO230,Data!$A$6:$A$1806,Data!$I$6:$I$1806)","v":0},{"$f":"LOOKUP($AO230,Data!$A$6:$A$1806,Data!$J$6:$J$1806)","v":-653},{"$f":"LOOKUP($AO230,Data!$A$6:$A$1806,Data!$K$6:$K$1806)","v":7702.29},48.004150390625]
[null,40098.105902777497,{"$f":"LOOKUP(B231,Data!$A$6:$A$1806,Data!B$6:B$1806)","v":59.988998413085937},{"$f":"LOOKUP(B231,Data!$A$6:$A$1806,Data!C$6:C$1806)","v":0},null,null,null,44.00634765625,44.00634765625,null,null,-5.0304637976608442,68.381709786801594,{"$f":"AVERAGE(D$79:D231)","v":0},{"$f":"AVERAGE(M$79:M231)","v":701.40923469323809},40.160115226431458,{"$f":"AVERAGE(P$79:P231)","v":419.96013194982584},633,null,null,null,null,null,null,0,633,-1191.4887726069201,null,null,null,null,null,null,null,null,null,null,null,null,null,40098.105902777497,{"$f":"LOOKUP($AO231,Data!$A$6:$A$1806,Data!$B$6:$B$1806)","v":59.988998413085937},{"$f":"LOOKUP($AO231,Data!$A$6:$A$1806,Data!$C$6:$C$1806)","v":0},{"$f":"LOOKUP($AO231,Data!$A$6:$A$1806,Data!$D$6:$D$1806)","v":0},{"$f":"IF($AS$1=\"+\",LOOKUP($AO231,Data!$A$6:$A$1806,Data!$E$6:$E$1806)*-1,LOOKUP($AO231,Data!$A$6:$A$1806,Data!$E$6:$E$1806))","v":-241.27436828613281},{"$f":"LOOKUP($AO231,Data!$A$6:$A$1806,Data!$F$6:$F$1806)","v":0},{"$f":"LOOKUP($AO231,Data!$A$6:$A$1806,Data!$G$6:$G$1806)","v":0},{"$f":"LOOKUP($AO231,Data!$A$6:$A$1806,Data!$H$6:$H$1806)","v":0},{"$f":"LOOKUP($AO231,Data!$A$6:$A$1806,Data!$I$6:$I$1806)","v":0},{"$f":"LOOKUP($AO231,Data!$A$6:$A$1806,Data!$J$6:$J$1806)","v":-653},{"$f":"LOOKUP($AO231,Data!$A$6:$A$1806,Data!$K$6:$K$1806)","v":7702.62},44.00634765625]
[null,40098.105925925644,{"$f":"LOOKUP(B232,Data!$A$6:$A$1806,Data!B$6:B$1806)","v":59.98699951171875},{"$f":"LOOKUP(B232,Data!$A$6:$A$1806,Data!C$6:C$1806)","v":0},null,null,null,52.001953125,52.001953125,null,null,-5.0304637976608442,71.34685145789075,{"$f":"AVERAGE(D$79:D232)","v":0},{"$f":"AVERAGE(M$79:M232)","v":697.31792051638524},35.129651428770615,{"$f":"AVERAGE(P$79:P232)","v":417.44490005099539},633,null,null,null,null,null,null,0,633,-1148.2844602835469,null,null,null,null,null,null,null,null,null,null,null,null,null,40098.105925925644,{"$f":"LOOKUP($AO232,Data!$A$6:$A$1806,Data!$B$6:$B$1806)","v":59.98699951171875},{"$f":"LOOKUP($AO232,Data!$A$6:$A$1806,Data!$C$6:$C$1806)","v":0},{"$f":"LOOKUP($AO232,Data!$A$6:$A$1806,Data!$D$6:$D$1806)","v":0},{"$f":"IF($AS$1=\"+\",LOOKUP($AO232,Data!$A$6:$A$1806,Data!$E$6:$E$1806)*-1,LOOKUP($AO232,Data!$A$6:$A$1806,Data!$E$6:$E$1806))","v":-241.27436828613281},{"$f":"LOOKUP($AO232,Data!$A$6:$A$1806,Data!$F$6:$F$1806)","v":0},{"$f":"LOOKUP($AO232,Data!$A$6:$A$1806,Data!$G$6:$G$1806)","v":0},{"$f":"LOOKUP($AO232,Data!$A$6:$A$1806,Data!$H$6:$H$1806)","v":0},{"$f":"LOOKUP($AO232,Data!$A$6:$A$1806,Data!$I$6:$I$1806)","v":0},{"$f":"LOOKUP($AO232,Data!$A$6:$A$1806,Data!$J$6:$J$1806)","v":-653},{"$f":"LOOKUP($AO232,Data!$A$6:$A$1806,Data!$K$6:$K$1806)","v":7702.95},52.001953125]
[null,40098.10594907379,{"$f":"LOOKUP(B233,Data!$A$6:$A$1806,Data!B$6:B$1806)","v":59.98699951171875},{"$f":"LOOKUP(B233,Data!$A$6:$A$1806,Data!C$6:C$1806)","v":0},null,null,null,52.001953125,52.001953125,null,null,-5.0304637976608442,66.316387660229907,{"$f":"AVERAGE(D$79:D233)","v":0},{"$f":"AVERAGE(M$79:M233)","v":693.2469428850552},30.099187631109771,{"$f":"AVERAGE(P$79:P233)","v":414.92966815216494},633,null,null,null,null,null,null,0,633,-1148.2844602835469,null,null,null,null,null,null,null,null,null,null,null,null,null,40098.10594907379,{"$f":"LOOKUP($AO233,Data!$A$6:$A$1806,Data!$B$6:$B$1806)","v":59.98699951171875},{"$f":"LOOKUP($AO233,Data!$A$6:$A$1806,Data!$C$6:$C$1806)","v":0},{"$f":"LOOKUP($AO233,Data!$A$6:$A$1806,Data!$D$6:$D$1806)","v":0},{"$f":"IF($AS$1=\"+\",LOOKUP($AO233,Data!$A$6:$A$1806,Data!$E$6:$E$1806)*-1,LOOKUP($AO233,Data!$A$6:$A$1806,Data!$E$6:$E$1806))","v":-241.27436828613281},{"$f":"LOOKUP($AO233,Data!$A$6:$A$1806,Data!$F$6:$F$1806)","v":0},{"$f":"LOOKUP($AO233,Data!$A$6:$A$1806,Data!$G$6:$G$1806)","v":0},{"$f":"LOOKUP($AO233,Data!$A$6:$A$1806,Data!$H$6:$H$1806)","v":0},{"$f":"LOOKUP($AO233,Data!$A$6:$A$1806,Data!$I$6:$I$1806)","v":0},{"$f":"LOOKUP($AO233,Data!$A$6:$A$1806,Data!$J$6:$J$1806)","v":-653},{"$f":"LOOKUP($AO233,Data!$A$6:$A$1806,Data!$K$6:$K$1806)","v":7703.28},52.001953125]
[null,40098.105972221936,{"$f":"LOOKUP(B234,Data!$A$6:$A$1806,Data!B$6:B$1806)","v":59.991001129150391},{"$f":"LOOKUP(B234,Data!$A$6:$A$1806,Data!C$6:C$1806)","v":0},null,null,null,35.9954833984375,35.9954833984375,null,null,-5.0304637976608442,45.279454136006564,{"$f":"AVERAGE(D$79:D234)","v":0},{"$f":"AVERAGE(M$79:M234)","v":689.09330513666384},25.068723833448928,{"$f":"AVERAGE(P$79:P234)","v":412.41443625333454},633,null,null,null,null,null,null,0,633,-1238.1637047054983,null,null,null,null,null,null,null,null,null,null,null,null,null,40098.105972221936,{"$f":"LOOKUP($AO234,Data!$A$6:$A$1806,Data!$B$6:$B$1806)","v":59.991001129150391},{"$f":"LOOKUP($AO234,Data!$A$6:$A$1806,Data!$C$6:$C$1806)","v":0},{"$f":"LOOKUP($AO234,Data!$A$6:$A$1806,Data!$D$6:$D$1806)","v":0},{"$f":"IF($AS$1=\"+\",LOOKUP($AO234,Data!$A$6:$A$1806,Data!$E$6:$E$1806)*-1,LOOKUP($AO234,Data!$A$6:$A$1806,Data!$E$6:$E$1806))","v":-241.27436828613281},{"$f":"LOOKUP($AO234,Data!$A$6:$A$1806,Data!$F$6:$F$1806)","v":0},{"$f":"LOOKUP($AO234,Data!$A$6:$A$1806,Data!$G$6:$G$1806)","v":0},{"$f":"LOOKUP($AO234,Data!$A$6:$A$1806,Data!$H$6:$H$1806)","v":0},{"$f":"LOOKUP($AO234,Data!$A$6:$A$1806,Data!$I$6:$I$1806)","v":0},{"$f":"LOOKUP($AO234,Data!$A$6:$A$1806,Data!$J$6:$J$1806)","v":-653},{"$f":"LOOKUP($AO234,Data!$A$6:$A$1806,Data!$K$6:$K$1806)","v":7703.61},35.9954833984375]
[null,40098.105995370082,{"$f":"LOOKUP(B235,Data!$A$6:$A$1806,Data!B$6:B$1806)","v":59.993000030517578},{"$f":"LOOKUP(B235,Data!$A$6:$A$1806,Data!C$6:C$1806)","v":0},null,null,null,27.9998779296875,{"$f":"L$13*H235+(1-L$13)*I234","v":27.9998779296875},null,null,-5.0304637976608442,32.25338486959572,{"$f":"AVERAGE(D$79:D235)","v":0},{"$f":"AVERAGE(M$79:M235)","v":684.90961137700094},20.038260035788085,{"$f":"AVERAGE(P$79:P235)","v":409.89920435450415},633,null,null,null,null,null,null,0,{"$f":"SUM(R235:Y235)","v":633},-1288.5445153024082,null,null,null,null,null,null,null,null,null,null,null,null,null,40098.105995370082,{"$f":"LOOKUP($AO235,Data!$A$6:$A$1806,Data!$B$6:$B$1806)","v":59.993000030517578},{"$f":"LOOKUP($AO235,Data!$A$6:$A$1806,Data!$C$6:$C$1806)","v":0},{"$f":"LOOKUP($AO235,Data!$A$6:$A$1806,Data!$D$6:$D$1806)","v":0},{"$f":"IF($AS$1=\"+\",LOOKUP($AO235,Data!$A$6:$A$1806,Data!$E$6:$E$1806)*-1,LOOKUP($AO235,Data!$A$6:$A$1806,Data!$E$6:$E$1806))","v":-243.07185363769531},{"$f":"LOOKUP($AO235,Data!$A$6:$A$1806,Data!$F$6:$F$1806)","v":0},{"$f":"LOOKUP($AO235,Data!$A$6:$A$1806,Data!$G$6:$G$1806)","v":0},{"$f":"LOOKUP($AO235,Data!$A$6:$A$1806,Data!$H$6:$H$1806)","v":0},{"$f":"LOOKUP($AO235,Data!$A$6:$A$1806,Data!$I$6:$I$1806)","v":0},{"$f":"LOOKUP($AO235,Data!$A$6:$A$1806,Data!$J$6:$J$1806)","v":-653},{"$f":"LOOKUP($AO235,Data!$A$6:$A$1806,Data!$K$6:$K$1806)","v":7703.94},27.9998779296875]
[null,40098.106018518229,{"$f":"LOOKUP(B236,Data!$A$6:$A$1806,Data!B$6:B$1806)","v":59.992000579833984},{"$f":"LOOKUP(B236,Data!$A$6:$A$1806,Data!C$6:C$1806)","v":0},null,null,null,{"$f":"(IF((C236-L$2)>0,((C236-L$2-L$5)/((L$4*L$2)-L$5)*L$3*-1),((C236-L$2+L$5)/((L$4*L$2)-L$5)*L$3*-1)))","v":31.9976806640625},31.9976806640625,null,null,-5.0304637976608442,31.220723806309877,{"$f":"AVERAGE(D$79:D236)","v":0},{"$f":"AVERAGE(M$79:M236)","v":680.77233993668017},15.007796238127241,{"$f":"AVERAGE(P$79:P236)","v":407.3839724556737},633,null,null,null,null,null,null,0,633,-1262.8518307822562,null,null,null,null,null,null,null,null,null,null,null,null,null,40098.106018518229,{"$f":"LOOKUP($AO236,Data!$A$6:$A$1806,Data!$B$6:$B$1806)","v":59.992000579833984},{"$f":"LOOKUP($AO236,Data!$A$6:$A$1806,Data!$C$6:$C$1806)","v":0},{"$f":"LOOKUP($AO236,Data!$A$6:$A$1806,Data!$D$6:$D$1806)","v":0},{"$f":"IF($AS$1=\"+\",LOOKUP($AO236,Data!$A$6:$A$1806,Data!$E$6:$E$1806)*-1,LOOKUP($AO236,Data!$A$6:$A$1806,Data!$E$6:$E$1806))","v":-243.07185363769531},{"$f":"LOOKUP($AO236,Data!$A$6:$A$1806,Data!$F$6:$F$1806)","v":0},{"$f":"LOOKUP($AO236,Data!$A$6:$A$1806,Data!$G$6:$G$1806)","v":0},{"$f":"LOOKUP($AO236,Data!$A$6:$A$1806,Data!$H$6:$H$1806)","v":0},{"$f":"LOOKUP($AO236,Data!$A$6:$A$1806,Data!$I$6:$I$1806)","v":0},{"$f":"LOOKUP($AO236,Data!$A$6:$A$1806,Data!$J$6:$J$1806)","v":-653},{"$f":"LOOKUP($AO236,Data!$A$6:$A$1806,Data!$K$6:$K$1806)","v":7704.27},{"$f":"(IF((AP236-$L$2)>0,((AP236-$L$2-$L$5)/(($L$4*$L$2)-$L$5)*$L$3*-1),((AP236-$L$2+$L$5)/(($L$4*$L$2)-$L$5)*$L$3*-1)))","v":31.9976806640625}]
[null,40098.106041666375,{"$f":"LOOKUP(B237,Data!$A$6:$A$1806,Data!B$6:B$1806)","v":59.991001129150391},{"$f":"LOOKUP(B237,Data!$A$6:$A$1806,Data!C$6:C$1806)","v":0},null,null,null,35.9954833984375,35.9954833984375,null,null,-5.0304637976608442,30.188062743024034,{"$f":"AVERAGE(D$79:D237)","v":0},{"$f":"AVERAGE(M$79:M237)","v":676.68061492288359},9.9773324404663981,{"$f":"AVERAGE(P$79:P237)","v":404.86874055684325},633,null,null,null,null,null,null,0,633,-1238.1637047054983,null,null,null,null,null,null,null,null,null,null,null,null,null,40098.106041666375,{"$f":"LOOKUP($AO237,Data!$A$6:$A$1806,Data!$B$6:$B$1806)","v":59.991001129150391},{"$f":"LOOKUP($AO237,Data!$A$6:$A$1806,Data!$C$6:$C$1806)","v":0},{"$f":"LOOKUP($AO237,Data!$A$6:$A$1806,Data!$D$6:$D$1806)","v":0},{"$f":"IF($AS$1=\"+\",LOOKUP($AO237,Data!$A$6:$A$1806,Data!$E$6:$E$1806)*-1,LOOKUP($AO237,Data!$A$6:$A$1806,Data!$E$6:$E$1806))","v":-243.07185363769531},{"$f":"LOOKUP($AO237,Data!$A$6:$A$1806,Data!$F$6:$F$1806)","v":0},{"$f":"LOOKUP($AO237,Data!$A$6:$A$1806,Data!$G$6:$G$1806)","v":0},{"$f":"LOOKUP($AO237,Data!$A$6:$A$1806,Data!$H$6:$H$1806)","v":0},{"$f":"LOOKUP($AO237,Data!$A$6:$A$1806,Data!$I$6:$I$1806)","v":0},{"$f":"LOOKUP($AO237,Data!$A$6:$A$1806,Data!$J$6:$J$1806)","v":-653},{"$f":"LOOKUP($AO237,Data!$A$6:$A$1806,Data!$K$6:$K$1806)","v":7704.6},35.9954833984375]
[null,{"$f":"B237+TIME(0,0,$B$1)","v":40098.106064814521},{"$f":"LOOKUP(B238,Data!$A$6:$A$1806,Data!B$6:B$1806)","v":59.988998413085937},{"$f":"LOOKUP(B238,Data!$A$6:$A$1806,Data!C$6:C$1806)","v":0},null,null,null,44.00634765625,44.00634765625,null,null,-5.0304637976608442,33.168463203175691,{"$f":"AVERAGE(D$79:D238)","v":0},{"$f":"AVERAGE(M$79:M238)","v":672.65866397463537},4.9468686428055539,{"$f":"AVERAGE(P$79:P238)","v":402.35350865801286},633,null,null,null,null,null,null,0,633,-1191.4887726069201,null,null,null,null,null,null,null,null,null,null,null,null,null,40098.106064814521,{"$f":"LOOKUP($AO238,Data!$A$6:$A$1806,Data!$B$6:$B$1806)","v":59.988998413085937},{"$f":"LOOKUP($AO238,Data!$A$6:$A$1806,Data!$C$6:$C$1806)","v":0},{"$f":"LOOKUP($AO238,Data!$A$6:$A$1806,Data!$D$6:$D$1806)","v":0},{"$f":"IF($AS$1=\"+\",LOOKUP($AO238,Data!$A$6:$A$1806,Data!$E$6:$E$1806)*-1,LOOKUP($AO238,Data!$A$6:$A$1806,Data!$E$6:$E$1806))","v":-243.07185363769531},{"$f":"LOOKUP($AO238,Data!$A$6:$A$1806,Data!$F$6:$F$1806)","v":0},{"$f":"LOOKUP($AO238,Data!$A$6:$A$1806,Data!$G$6:$G$1806)","v":0},{"$f":"LOOKUP($AO238,Data!$A$6:$A$1806,Data!$H$6:$H$1806)","v":0},{"$f":"LOOKUP($AO238,Data!$A$6:$A$1806,Data!$I$6:$I$1806)","v":0},{"$f":"LOOKUP($AO238,Data!$A$6:$A$1806,Data!$J$6:$J$1806)","v":-653},{"$f":"LOOKUP($AO238,Data!$A$6:$A$1806,Data!$K$6:$K$1806)","v":7704.93},44.00634765625]
[null,40098.106087962668,{"$f":"LOOKUP(B239,Data!$A$6:$A$1806,Data!B$6:B$1806)","v":59.986000061035156},{"$f":"LOOKUP(B239,Data!$A$6:$A$1806,Data!C$6:C$1806)","v":0},null,null,null,55.999755859375,55.999755859375,null,null,-5.0304637976608442,40.131407608639847,{"$f":"AVERAGE(D$79:D239)","v":0},{"$f":"AVERAGE(M$79:M239)","v":668.72992325186533},-8.3595154855290232E-2,{"$f":"AVERAGE(P$79:P239)","v":399.83827675918241},633,null,null,null,null,null,null,0,633,-1127.8363474168034,null,null,null,null,null,null,null,null,null,null,null,null,null,40098.106087962668,{"$f":"LOOKUP($AO239,Data!$A$6:$A$1806,Data!$B$6:$B$1806)","v":59.986000061035156},{"$f":"LOOKUP($AO239,Data!$A$6:$A$1806,Data!$C$6:$C$1806)","v":0},{"$f":"LOOKUP($AO239,Data!$A$6:$A$1806,Data!$D$6:$D$1806)","v":0},{"$f":"IF($AS$1=\"+\",LOOKUP($AO239,Data!$A$6:$A$1806,Data!$E$6:$E$1806)*-1,LOOKUP($AO239,Data!$A$6:$A$1806,Data!$E$6:$E$1806))","v":-243.07185363769531},{"$f":"LOOKUP($AO239,Data!$A$6:$A$1806,Data!$F$6:$F$1806)","v":0},{"$f":"LOOKUP($AO239,Data!$A$6:$A$1806,Data!$G$6:$G$1806)","v":0},{"$f":"LOOKUP($AO239,Data!$A$6:$A$1806,Data!$H$6:$H$1806)","v":0},{"$f":"LOOKUP($AO239,Data!$A$6:$A$1806,Data!$I$6:$I$1806)","v":0},{"$f":"LOOKUP($AO239,Data!$A$6:$A$1806,Data!$J$6:$J$1806)","v":-653},{"$f":"LOOKUP($AO239,Data!$A$6:$A$1806,Data!$K$6:$K$1806)","v":7705.26},55.999755859375]
[null,40098.106111110814,{"$f":"LOOKUP(B240,Data!$A$6:$A$1806,Data!B$6:B$1806)","v":59.983001708984375},{"$f":"LOOKUP(B240,Data!$A$6:$A$1806,Data!C$6:C$1806)","v":0},null,null,null,67.9931640625,67.9931640625,null,null,-5.0304637976608442,47.094352014104004,{"$f":"AVERAGE(D$79:D240)","v":0},{"$f":"AVERAGE(M$79:M240)","v":664.89266663928652},-5.1140589525161344,{"$f":"AVERAGE(P$79:P240)","v":397.32304486035201},633,null,null,null,null,null,null,0,633,-1070.639978708132,null,null,null,null,null,null,null,null,null,null,null,null,null,40098.106111110814,{"$f":"LOOKUP($AO240,Data!$A$6:$A$1806,Data!$B$6:$B$1806)","v":59.983001708984375},{"$f":"LOOKUP($AO240,Data!$A$6:$A$1806,Data!$C$6:$C$1806)","v":0},{"$f":"LOOKUP($AO240,Data!$A$6:$A$1806,Data!$D$6:$D$1806)","v":0},{"$f":"IF($AS$1=\"+\",LOOKUP($AO240,Data!$A$6:$A$1806,Data!$E$6:$E$1806)*-1,LOOKUP($AO240,Data!$A$6:$A$1806,Data!$E$6:$E$1806))","v":-241.67021179199219},{"$f":"LOOKUP($AO240,Data!$A$6:$A$1806,Data!$F$6:$F$1806)","v":0},{"$f":"LOOKUP($AO240,Data!$A$6:$A$1806,Data!$G$6:$G$1806)","v":0},{"$f":"LOOKUP($AO240,Data!$A$6:$A$1806,Data!$H$6:$H$1806)","v":0},{"$f":"LOOKUP($AO240,Data!$A$6:$A$1806,Data!$I$6:$I$1806)","v":0},{"$f":"LOOKUP($AO240,Data!$A$6:$A$1806,Data!$J$6:$J$1806)","v":-653},{"$f":"LOOKUP($AO240,Data!$A$6:$A$1806,Data!$K$6:$K$1806)","v":7705.59},67.9931640625]
[null,40098.10613425896,{"$f":"LOOKUP(B241,Data!$A$6:$A$1806,Data!B$6:B$1806)","v":59.983001708984375},{"$f":"LOOKUP(B241,Data!$A$6:$A$1806,Data!C$6:C$1806)","v":0},null,null,null,67.9931640625,67.9931640625,null,null,-5.0304637976608442,42.063888216443161,{"$f":"AVERAGE(D$79:D241)","v":0},{"$f":"AVERAGE(M$79:M241)","v":661.07163118883966},-10.144522750176979,{"$f":"AVERAGE(P$79:P241)","v":394.80781296152156},633,null,null,null,null,null,null,0,633,-1070.639978708132,null,null,null,null,null,null,null,null,null,null,null,null,null,40098.10613425896,{"$f":"LOOKUP($AO241,Data!$A$6:$A$1806,Data!$B$6:$B$1806)","v":59.983001708984375},{"$f":"LOOKUP($AO241,Data!$A$6:$A$1806,Data!$C$6:$C$1806)","v":0},{"$f":"LOOKUP($AO241,Data!$A$6:$A$1806,Data!$D$6:$D$1806)","v":0},{"$f":"IF($AS$1=\"+\",LOOKUP($AO241,Data!$A$6:$A$1806,Data!$E$6:$E$1806)*-1,LOOKUP($AO241,Data!$A$6:$A$1806,Data!$E$6:$E$1806))","v":-241.67021179199219},{"$f":"LOOKUP($AO241,Data!$A$6:$A$1806,Data!$F$6:$F$1806)","v":0},{"$f":"LOOKUP($AO241,Data!$A$6:$A$1806,Data!$G$6:$G$1806)","v":0},{"$f":"LOOKUP($AO241,Data!$A$6:$A$1806,Data!$H$6:$H$1806)","v":0},{"$f":"LOOKUP($AO241,Data!$A$6:$A$1806,Data!$I$6:$I$1806)","v":0},{"$f":"LOOKUP($AO241,Data!$A$6:$A$1806,Data!$J$6:$J$1806)","v":-653},{"$f":"LOOKUP($AO241,Data!$A$6:$A$1806,Data!$K$6:$K$1806)","v":7705.92},67.9931640625]
[null,40098.106157407106,{"$f":"LOOKUP(B242,Data!$A$6:$A$1806,Data!B$6:B$1806)","v":59.987998962402344},{"$f":"LOOKUP(B242,Data!$A$6:$A$1806,Data!C$6:C$1806)","v":0},null,null,null,48.004150390625,48.004150390625,null,null,-5.0304637976608442,17.044410746907317,{"$f":"AVERAGE(D$79:D242)","v":0},{"$f":"AVERAGE(M$79:M242)","v":657.14463594224253},-15.174986547837822,{"$f":"AVERAGE(P$79:P242)","v":392.29258106269111},633,null,null,null,null,null,null,0,633,-1169.4877289425694,null,null,null,null,null,null,null,null,null,null,null,null,null,40098.106157407106,{"$f":"LOOKUP($AO242,Data!$A$6:$A$1806,Data!$B$6:$B$1806)","v":59.987998962402344},{"$f":"LOOKUP($AO242,Data!$A$6:$A$1806,Data!$C$6:$C$1806)","v":0},{"$f":"LOOKUP($AO242,Data!$A$6:$A$1806,Data!$D$6:$D$1806)","v":0},{"$f":"IF($AS$1=\"+\",LOOKUP($AO242,Data!$A$6:$A$1806,Data!$E$6:$E$1806)*-1,LOOKUP($AO242,Data!$A$6:$A$1806,Data!$E$6:$E$1806))","v":-241.67021179199219},{"$f":"LOOKUP($AO242,Data!$A$6:$A$1806,Data!$F$6:$F$1806)","v":0},{"$f":"LOOKUP($AO242,Data!$A$6:$A$1806,Data!$G$6:$G$1806)","v":0},{"$f":"LOOKUP($AO242,Data!$A$6:$A$1806,Data!$H$6:$H$1806)","v":0},{"$f":"LOOKUP($AO242,Data!$A$6:$A$1806,Data!$I$6:$I$1806)","v":0},{"$f":"LOOKUP($AO242,Data!$A$6:$A$1806,Data!$J$6:$J$1806)","v":-653},{"$f":"LOOKUP($AO242,Data!$A$6:$A$1806,Data!$K$6:$K$1806)","v":7706.25},48.004150390625]
[null,40098.106180555253,{"$f":"LOOKUP(B243,Data!$A$6:$A$1806,Data!B$6:B$1806)","v":59.993000030517578},{"$f":"LOOKUP(B243,Data!$A$6:$A$1806,Data!C$6:C$1806)","v":0},null,null,null,27.9998779296875,27.9998779296875,null,null,-5.0304637976608442,-7.9903255116910259,{"$f":"AVERAGE(D$79:D243)","v":0},{"$f":"AVERAGE(M$79:M243)","v":653.11351496373379},-20.205450345498665,{"$f":"AVERAGE(P$79:P243)","v":389.77734916386066},633,null,null,null,null,null,null,0,633,-1288.5445153024082,null,null,null,null,null,null,null,null,null,null,null,null,null,40098.106180555253,{"$f":"LOOKUP($AO243,Data!$A$6:$A$1806,Data!$B$6:$B$1806)","v":59.993000030517578},{"$f":"LOOKUP($AO243,Data!$A$6:$A$1806,Data!$C$6:$C$1806)","v":0},{"$f":"LOOKUP($AO243,Data!$A$6:$A$1806,Data!$D$6:$D$1806)","v":0},{"$f":"IF($AS$1=\"+\",LOOKUP($AO243,Data!$A$6:$A$1806,Data!$E$6:$E$1806)*-1,LOOKUP($AO243,Data!$A$6:$A$1806,Data!$E$6:$E$1806))","v":-241.67021179199219},{"$f":"LOOKUP($AO243,Data!$A$6:$A$1806,Data!$F$6:$F$1806)","v":0},{"$f":"LOOKUP($AO243,Data!$A$6:$A$1806,Data!$G$6:$G$1806)","v":0},{"$f":"LOOKUP($AO243,Data!$A$6:$A$1806,Data!$H$6:$H$1806)","v":0},{"$f":"LOOKUP($AO243,Data!$A$6:$A$1806,Data!$I$6:$I$1806)","v":0},{"$f":"LOOKUP($AO243,Data!$A$6:$A$1806,Data!$J$6:$J$1806)","v":-653},{"$f":"LOOKUP($AO243,Data!$A$6:$A$1806,Data!$K$6:$K$1806)","v":7706.58},27.9998779296875]
[null,40098.106203703399,{"$f":"LOOKUP(B244,Data!$A$6:$A$1806,Data!B$6:B$1806)","v":59.995998382568359},{"$f":"LOOKUP(B244,Data!$A$6:$A$1806,Data!C$6:C$1806)","v":0},null,null,null,16.0064697265625,16.0064697265625,null,null,0,-19.983733714816026,{"$f":"AVERAGE(D$79:D244)","v":0},{"$f":"AVERAGE(M$79:M244)","v":649.05871226085094},-20.205450345498665,{"$f":"AVERAGE(P$79:P244)","v":387.29260492441},633,null,null,null,null,null,null,0,633,-1372.3029058768802,null,null,null,null,null,null,null,null,null,null,null,null,null,40098.106203703399,{"$f":"LOOKUP($AO244,Data!$A$6:$A$1806,Data!$B$6:$B$1806)","v":59.995998382568359},{"$f":"LOOKUP($AO244,Data!$A$6:$A$1806,Data!$C$6:$C$1806)","v":0},{"$f":"LOOKUP($AO244,Data!$A$6:$A$1806,Data!$D$6:$D$1806)","v":0},{"$f":"IF($AS$1=\"+\",LOOKUP($AO244,Data!$A$6:$A$1806,Data!$E$6:$E$1806)*-1,LOOKUP($AO244,Data!$A$6:$A$1806,Data!$E$6:$E$1806))","v":-241.67021179199219},{"$f":"LOOKUP($AO244,Data!$A$6:$A$1806,Data!$F$6:$F$1806)","v":0},{"$f":"LOOKUP($AO244,Data!$A$6:$A$1806,Data!$G$6:$G$1806)","v":0},{"$f":"LOOKUP($AO244,Data!$A$6:$A$1806,Data!$H$6:$H$1806)","v":0},{"$f":"LOOKUP($AO244,Data!$A$6:$A$1806,Data!$I$6:$I$1806)","v":0},{"$f":"LOOKUP($AO244,Data!$A$6:$A$1806,Data!$J$6:$J$1806)","v":-653},{"$f":"LOOKUP($AO244,Data!$A$6:$A$1806,Data!$K$6:$K$1806)","v":7706.91},16.0064697265625]
[null,40098.106226851545,{"$f":"LOOKUP(B245,Data!$A$6:$A$1806,Data!B$6:B$1806)","v":59.998001098632813},{"$f":"LOOKUP(B245,Data!$A$6:$A$1806,Data!C$6:C$1806)","v":0},null,null,null,7.99560546875,7.99560546875,null,null,0,-27.994597972628526,{"$f":"AVERAGE(D$79:D245)","v":0},{"$f":"AVERAGE(M$79:M245)","v":645.00450082232703},-20.205450345498665,{"$f":"AVERAGE(P$79:P245)","v":384.83779736254309},633,null,null,null,null,null,null,0,633,-1434.5893078294698,null,null,null,null,null,null,null,null,null,null,null,null,null,40098.106226851545,{"$f":"LOOKUP($AO245,Data!$A$6:$A$1806,Data!$B$6:$B$1806)","v":59.998001098632813},{"$f":"LOOKUP($AO245,Data!$A$6:$A$1806,Data!$C$6:$C$1806)","v":0},{"$f":"LOOKUP($AO245,Data!$A$6:$A$1806,Data!$D$6:$D$1806)","v":0},{"$f":"IF($AS$1=\"+\",LOOKUP($AO245,Data!$A$6:$A$1806,Data!$E$6:$E$1806)*-1,LOOKUP($AO245,Data!$A$6:$A$1806,Data!$E$6:$E$1806))","v":-228.14930725097656},{"$f":"LOOKUP($AO245,Data!$A$6:$A$1806,Data!$F$6:$F$1806)","v":0},{"$f":"LOOKUP($AO245,Data!$A$6:$A$1806,Data!$G$6:$G$1806)","v":0},{"$f":"LOOKUP($AO245,Data!$A$6:$A$1806,Data!$H$6:$H$1806)","v":0},{"$f":"LOOKUP($AO245,Data!$A$6:$A$1806,Data!$I$6:$I$1806)","v":0},{"$f":"LOOKUP($AO245,Data!$A$6:$A$1806,Data!$J$6:$J$1806)","v":-653},{"$f":"LOOKUP($AO245,Data!$A$6:$A$1806,Data!$K$6:$K$1806)","v":7707.24},7.99560546875]
[null,40098.106249999691,{"$f":"LOOKUP(B246,Data!$A$6:$A$1806,Data!B$6:B$1806)","v":59.999000549316406},{"$f":"LOOKUP(B246,Data!$A$6:$A$1806,Data!C$6:C$1806)","v":0},null,null,null,3.997802734375,3.997802734375,null,null,0,-31.992400707003526,{"$f":"AVERAGE(D$79:D246)","v":0},{"$f":"AVERAGE(M$79:M246)","v":640.97475736084289},-20.205450345498665,{"$f":"AVERAGE(P$79:P246)","v":382.41238869363264},633,null,null,null,null,null,null,0,633,-1467.83712336492,null,null,null,null,null,null,null,null,null,null,null,null,null,40098.106249999691,{"$f":"LOOKUP($AO246,Data!$A$6:$A$1806,Data!$B$6:$B$1806)","v":59.999000549316406},{"$f":"LOOKUP($AO246,Data!$A$6:$A$1806,Data!$C$6:$C$1806)","v":0},{"$f":"LOOKUP($AO246,Data!$A$6:$A$1806,Data!$D$6:$D$1806)","v":0},{"$f":"IF($AS$1=\"+\",LOOKUP($AO246,Data!$A$6:$A$1806,Data!$E$6:$E$1806)*-1,LOOKUP($AO246,Data!$A$6:$A$1806,Data!$E$6:$E$1806))","v":-228.14930725097656},{"$f":"LOOKUP($AO246,Data!$A$6:$A$1806,Data!$F$6:$F$1806)","v":0},{"$f":"LOOKUP($AO246,Data!$A$6:$A$1806,Data!$G$6:$G$1806)","v":0},{"$f":"LOOKUP($AO246,Data!$A$6:$A$1806,Data!$H$6:$H$1806)","v":0},{"$f":"LOOKUP($AO246,Data!$A$6:$A$1806,Data!$I$6:$I$1806)","v":0},{"$f":"LOOKUP($AO246,Data!$A$6:$A$1806,Data!$J$6:$J$1806)","v":-653},{"$f":"LOOKUP($AO246,Data!$A$6:$A$1806,Data!$K$6:$K$1806)","v":7707.57},3.997802734375]
[null,40098.106273147838,{"$f":"LOOKUP(B247,Data!$A$6:$A$1806,Data!B$6:B$1806)","v":60.000999450683594},{"$f":"LOOKUP(B247,Data!$A$6:$A$1806,Data!C$6:C$1806)","v":0},null,null,null,-3.997802734375,-3.997802734375,null,null,0,-39.988006175753526,{"$f":"AVERAGE(D$79:D247)","v":0},{"$f":"AVERAGE(M$79:M247)","v":636.94539189612931},-20.205450345498665,{"$f":"AVERAGE(P$79:P247)","v":380.01585393744733},633,null,null,null,null,null,null,0,633,-1539.1807436780409,null,null,null,null,null,null,null,null,null,null,null,null,null,40098.106273147838,{"$f":"LOOKUP($AO247,Data!$A$6:$A$1806,Data!$B$6:$B$1806)","v":60.000999450683594},{"$f":"LOOKUP($AO247,Data!$A$6:$A$1806,Data!$C$6:$C$1806)","v":0},{"$f":"LOOKUP($AO247,Data!$A$6:$A$1806,Data!$D$6:$D$1806)","v":0},{"$f":"IF($AS$1=\"+\",LOOKUP($AO247,Data!$A$6:$A$1806,Data!$E$6:$E$1806)*-1,LOOKUP($AO247,Data!$A$6:$A$1806,Data!$E$6:$E$1806))","v":-228.14930725097656},{"$f":"LOOKUP($AO247,Data!$A$6:$A$1806,Data!$F$6:$F$1806)","v":0},{"$f":"LOOKUP($AO247,Data!$A$6:$A$1806,Data!$G$6:$G$1806)","v":0},{"$f":"LOOKUP($AO247,Data!$A$6:$A$1806,Data!$H$6:$H$1806)","v":0},{"$f":"LOOKUP($AO247,Data!$A$6:$A$1806,Data!$I$6:$I$1806)","v":0},{"$f":"LOOKUP($AO247,Data!$A$6:$A$1806,Data!$J$6:$J$1806)","v":-653},{"$f":"LOOKUP($AO247,Data!$A$6:$A$1806,Data!$K$6:$K$1806)","v":7707.9},-3.997802734375]
[null,40098.106296295984,{"$f":"LOOKUP(B248,Data!$A$6:$A$1806,Data!B$6:B$1806)","v":59.999000549316406},{"$f":"LOOKUP(B248,Data!$A$6:$A$1806,Data!C$6:C$1806)","v":0},null,null,null,3.997802734375,3.997802734375,null,null,0,-31.992400707003526,{"$f":"AVERAGE(D$79:D248)","v":0},{"$f":"AVERAGE(M$79:M248)","v":633.01046370434619},-20.205450345498665,{"$f":"AVERAGE(P$79:P248)","v":377.6476805393234},633,null,null,null,null,null,null,0,633,-1467.83712336492,null,null,null,null,null,null,null,null,null,null,null,null,null,40098.106296295984,{"$f":"LOOKUP($AO248,Data!$A$6:$A$1806,Data!$B$6:$B$1806)","v":59.999000549316406},{"$f":"LOOKUP($AO248,Data!$A$6:$A$1806,Data!$C$6:$C$1806)","v":0},{"$f":"LOOKUP($AO248,Data!$A$6:$A$1806,Data!$D$6:$D$1806)","v":0},{"$f":"IF($AS$1=\"+\",LOOKUP($AO248,Data!$A$6:$A$1806,Data!$E$6:$E$1806)*-1,LOOKUP($AO248,Data!$A$6:$A$1806,Data!$E$6:$E$1806))","v":-228.14930725097656},{"$f":"LOOKUP($AO248,Data!$A$6:$A$1806,Data!$F$6:$F$1806)","v":0},{"$f":"LOOKUP($AO248,Data!$A$6:$A$1806,Data!$G$6:$G$1806)","v":0},{"$f":"LOOKUP($AO248,Data!$A$6:$A$1806,Data!$H$6:$H$1806)","v":0},{"$f":"LOOKUP($AO248,Data!$A$6:$A$1806,Data!$I$6:$I$1806)","v":0},{"$f":"LOOKUP($AO248,Data!$A$6:$A$1806,Data!$J$6:$J$1806)","v":-653},{"$f":"LOOKUP($AO248,Data!$A$6:$A$1806,Data!$K$6:$K$1806)","v":7708.23},3.997802734375]
[null,40098.10631944413,{"$f":"LOOKUP(B249,Data!$A$6:$A$1806,Data!B$6:B$1806)","v":59.999000549316406},{"$f":"LOOKUP(B249,Data!$A$6:$A$1806,Data!C$6:C$1806)","v":0},null,null,null,3.997802734375,3.997802734375,null,null,0,-31.992400707003526,{"$f":"AVERAGE(D$79:D249)","v":0},{"$f":"AVERAGE(M$79:M249)","v":629.12155806451369},-20.205450345498665,{"$f":"AVERAGE(P$79:P249)","v":375.3073680047068},633,null,null,null,null,null,null,0,633,-1467.83712336492,null,null,null,null,null,null,null,null,null,null,null,null,null,40098.10631944413,{"$f":"LOOKUP($AO249,Data!$A$6:$A$1806,Data!$B$6:$B$1806)","v":59.999000549316406},{"$f":"LOOKUP($AO249,Data!$A$6:$A$1806,Data!$C$6:$C$1806)","v":0},{"$f":"LOOKUP($AO249,Data!$A$6:$A$1806,Data!$D$6:$D$1806)","v":0},{"$f":"IF($AS$1=\"+\",LOOKUP($AO249,Data!$A$6:$A$1806,Data!$E$6:$E$1806)*-1,LOOKUP($AO249,Data!$A$6:$A$1806,Data!$E$6:$E$1806))","v":-228.14930725097656},{"$f":"LOOKUP($AO249,Data!$A$6:$A$1806,Data!$F$6:$F$1806)","v":0},{"$f":"LOOKUP($AO249,Data!$A$6:$A$1806,Data!$G$6:$G$1806)","v":0},{"$f":"LOOKUP($AO249,Data!$A$6:$A$1806,Data!$H$6:$H$1806)","v":0},{"$f":"LOOKUP($AO249,Data!$A$6:$A$1806,Data!$I$6:$I$1806)","v":0},{"$f":"LOOKUP($AO249,Data!$A$6:$A$1806,Data!$J$6:$J$1806)","v":-653},{"$f":"LOOKUP($AO249,Data!$A$6:$A$1806,Data!$K$6:$K$1806)","v":7708.56},3.997802734375]
[null,40098.106342592277,{"$f":"LOOKUP(B250,Data!$A$6:$A$1806,Data!B$6:B$1806)","v":59.999000549316406},{"$f":"LOOKUP(B250,Data!$A$6:$A$1806,Data!C$6:C$1806)","v":0},null,null,null,3.997802734375,3.997802734375,null,null,0,-31.992400707003526,{"$f":"AVERAGE(D$79:D250)","v":0},{"$f":"AVERAGE(M$79:M250)","v":625.27787225770248},-20.205450345498665,{"$f":"AVERAGE(P$79:P250)","v":372.99442754651841},633,null,null,null,null,null,null,0,633,-1467.83712336492,null,null,null,null,null,null,null,null,null,null,null,null,null,40098.106342592277,{"$f":"LOOKUP($AO250,Data!$A$6:$A$1806,Data!$B$6:$B$1806)","v":59.999000549316406},{"$f":"LOOKUP($AO250,Data!$A$6:$A$1806,Data!$C$6:$C$1806)","v":0},{"$f":"LOOKUP($AO250,Data!$A$6:$A$1806,Data!$D$6:$D$1806)","v":0},{"$f":"IF($AS$1=\"+\",LOOKUP($AO250,Data!$A$6:$A$1806,Data!$E$6:$E$1806)*-1,LOOKUP($AO250,Data!$A$6:$A$1806,Data!$E$6:$E$1806))","v":-235.12898254394531},{"$f":"LOOKUP($AO250,Data!$A$6:$A$1806,Data!$F$6:$F$1806)","v":0},{"$f":"LOOKUP($AO250,Data!$A$6:$A$1806,Data!$G$6:$G$1806)","v":0},{"$f":"LOOKUP($AO250,Data!$A$6:$A$1806,Data!$H$6:$H$1806)","v":0},{"$f":"LOOKUP($AO250,Data!$A$6:$A$1806,Data!$I$6:$I$1806)","v":0},{"$f":"LOOKUP($AO250,Data!$A$6:$A$1806,Data!$J$6:$J$1806)","v":-653},{"$f":"LOOKUP($AO250,Data!$A$6:$A$1806,Data!$K$6:$K$1806)","v":7708.89},3.997802734375]
[null,40098.106365740423,{"$f":"LOOKUP(B251,Data!$A$6:$A$1806,Data!B$6:B$1806)","v":60.001998901367188},{"$f":"LOOKUP(B251,Data!$A$6:$A$1806,Data!C$6:C$1806)","v":0},null,null,null,-7.99560546875,-7.99560546875,null,null,0,-43.985808910128526,{"$f":"AVERAGE(D$79:D251)","v":0},{"$f":"AVERAGE(M$79:M251)","v":621.40929606598093},-20.205450345498665,{"$f":"AVERAGE(P$79:P251)","v":370.70838174482066},633,null,null,null,null,null,null,0,633,-1577.5180520730592,null,null,null,null,null,null,null,null,null,null,null,null,null,40098.106365740423,{"$f":"LOOKUP($AO251,Data!$A$6:$A$1806,Data!$B$6:$B$1806)","v":60.001998901367188},{"$f":"LOOKUP($AO251,Data!$A$6:$A$1806,Data!$C$6:$C$1806)","v":0},{"$f":"LOOKUP($AO251,Data!$A$6:$A$1806,Data!$D$6:$D$1806)","v":0},{"$f":"IF($AS$1=\"+\",LOOKUP($AO251,Data!$A$6:$A$1806,Data!$E$6:$E$1806)*-1,LOOKUP($AO251,Data!$A$6:$A$1806,Data!$E$6:$E$1806))","v":-235.12898254394531},{"$f":"LOOKUP($AO251,Data!$A$6:$A$1806,Data!$F$6:$F$1806)","v":0},{"$f":"LOOKUP($AO251,Data!$A$6:$A$1806,Data!$G$6:$G$1806)","v":0},{"$f":"LOOKUP($AO251,Data!$A$6:$A$1806,Data!$H$6:$H$1806)","v":0},{"$f":"LOOKUP($AO251,Data!$A$6:$A$1806,Data!$I$6:$I$1806)","v":0},{"$f":"LOOKUP($AO251,Data!$A$6:$A$1806,Data!$J$6:$J$1806)","v":-653},{"$f":"LOOKUP($AO251,Data!$A$6:$A$1806,Data!$K$6:$K$1806)","v":7709.22},-7.99560546875]
[null,40098.106388888569,{"$f":"LOOKUP(B252,Data!$A$6:$A$1806,Data!B$6:B$1806)","v":60.005001068115234},{"$f":"LOOKUP(B252,Data!$A$6:$A$1806,Data!C$6:C$1806)","v":0},null,null,null,-20.0042724609375,-20.0042724609375,null,null,0,-55.994475902316026,{"$f":"AVERAGE(D$79:D252)","v":0},{"$f":"AVERAGE(M$79:M252)","v":617.51617093972629},-20.205450345498665,{"$f":"AVERAGE(P$79:P252)","v":368.44876421828701},633,null,null,null,null,null,null,0,633,-1705.0892248410507,null,null,null,null,null,null,null,null,null,null,null,null,null,40098.106388888569,{"$f":"LOOKUP($AO252,Data!$A$6:$A$1806,Data!$B$6:$B$1806)","v":60.005001068115234},{"$f":"LOOKUP($AO252,Data!$A$6:$A$1806,Data!$C$6:$C$1806)","v":0},{"$f":"LOOKUP($AO252,Data!$A$6:$A$1806,Data!$D$6:$D$1806)","v":0},{"$f":"IF($AS$1=\"+\",LOOKUP($AO252,Data!$A$6:$A$1806,Data!$E$6:$E$1806)*-1,LOOKUP($AO252,Data!$A$6:$A$1806,Data!$E$6:$E$1806))","v":-235.12898254394531},{"$f":"LOOKUP($AO252,Data!$A$6:$A$1806,Data!$F$6:$F$1806)","v":0},{"$f":"LOOKUP($AO252,Data!$A$6:$A$1806,Data!$G$6:$G$1806)","v":0},{"$f":"LOOKUP($AO252,Data!$A$6:$A$1806,Data!$H$6:$H$1806)","v":0},{"$f":"LOOKUP($AO252,Data!$A$6:$A$1806,Data!$I$6:$I$1806)","v":0},{"$f":"LOOKUP($AO252,Data!$A$6:$A$1806,Data!$J$6:$J$1806)","v":-653},{"$f":"LOOKUP($AO252,Data!$A$6:$A$1806,Data!$K$6:$K$1806)","v":7709.55},-20.0042724609375]
[null,40098.106412036715,{"$f":"LOOKUP(B253,Data!$A$6:$A$1806,Data!B$6:B$1806)","v":60.006999969482422},{"$f":"LOOKUP(B253,Data!$A$6:$A$1806,Data!C$6:C$1806)","v":0},null,null,null,-27.9998779296875,-27.9998779296875,null,null,0,-63.990081371066026,{"$f":"AVERAGE(D$79:D253)","v":0},{"$f":"AVERAGE(M$79:M253)","v":613.62184949795039},-20.205450345498665,{"$f":"AVERAGE(P$79:P253)","v":366.21511930700086},633,null,null,null,null,null,null,0,633,-1802.1221182954807,null,null,null,null,null,null,null,null,null,null,null,null,null,40098.106412036715,{"$f":"LOOKUP($AO253,Data!$A$6:$A$1806,Data!$B$6:$B$1806)","v":60.006999969482422},{"$f":"LOOKUP($AO253,Data!$A$6:$A$1806,Data!$C$6:$C$1806)","v":0},{"$f":"LOOKUP($AO253,Data!$A$6:$A$1806,Data!$D$6:$D$1806)","v":0},{"$f":"IF($AS$1=\"+\",LOOKUP($AO253,Data!$A$6:$A$1806,Data!$E$6:$E$1806)*-1,LOOKUP($AO253,Data!$A$6:$A$1806,Data!$E$6:$E$1806))","v":-235.12898254394531},{"$f":"LOOKUP($AO253,Data!$A$6:$A$1806,Data!$F$6:$F$1806)","v":0},{"$f":"LOOKUP($AO253,Data!$A$6:$A$1806,Data!$G$6:$G$1806)","v":0},{"$f":"LOOKUP($AO253,Data!$A$6:$A$1806,Data!$H$6:$H$1806)","v":0},{"$f":"LOOKUP($AO253,Data!$A$6:$A$1806,Data!$I$6:$I$1806)","v":0},{"$f":"LOOKUP($AO253,Data!$A$6:$A$1806,Data!$J$6:$J$1806)","v":-653},{"$f":"LOOKUP($AO253,Data!$A$6:$A$1806,Data!$K$6:$K$1806)","v":7709.88},-27.9998779296875]
[null,40098.106435184862,{"$f":"LOOKUP(B254,Data!$A$6:$A$1806,Data!B$6:B$1806)","v":60.007999420166016},{"$f":"LOOKUP(B254,Data!$A$6:$A$1806,Data!C$6:C$1806)","v":0},null,null,null,-31.9976806640625,-31.9976806640625,null,null,0,-67.987884105441026,{"$f":"AVERAGE(D$79:D254)","v":0},{"$f":"AVERAGE(M$79:M254)","v":609.74906692065827},-20.205450345498665,{"$f":"AVERAGE(P$79:P254)","v":364.00700176612946},633,null,null,null,null,null,null,0,633,-1854.9013036734807,null,null,null,null,null,null,null,null,null,null,null,null,null,40098.106435184862,{"$f":"LOOKUP($AO254,Data!$A$6:$A$1806,Data!$B$6:$B$1806)","v":60.007999420166016},{"$f":"LOOKUP($AO254,Data!$A$6:$A$1806,Data!$C$6:$C$1806)","v":0},{"$f":"LOOKUP($AO254,Data!$A$6:$A$1806,Data!$D$6:$D$1806)","v":0},{"$f":"IF($AS$1=\"+\",LOOKUP($AO254,Data!$A$6:$A$1806,Data!$E$6:$E$1806)*-1,LOOKUP($AO254,Data!$A$6:$A$1806,Data!$E$6:$E$1806))","v":-235.12898254394531},{"$f":"LOOKUP($AO254,Data!$A$6:$A$1806,Data!$F$6:$F$1806)","v":0},{"$f":"LOOKUP($AO254,Data!$A$6:$A$1806,Data!$G$6:$G$1806)","v":0},{"$f":"LOOKUP($AO254,Data!$A$6:$A$1806,Data!$H$6:$H$1806)","v":0},{"$f":"LOOKUP($AO254,Data!$A$6:$A$1806,Data!$I$6:$I$1806)","v":0},{"$f":"LOOKUP($AO254,Data!$A$6:$A$1806,Data!$J$6:$J$1806)","v":-653},{"$f":"LOOKUP($AO254,Data!$A$6:$A$1806,Data!$K$6:$K$1806)","v":7710.21},-31.9976806640625]
[null,40098.106458333008,{"$f":"LOOKUP(B255,Data!$A$6:$A$1806,Data!B$6:B$1806)","v":60.011001586914063},{"$f":"LOOKUP(B255,Data!$A$6:$A$1806,Data!C$6:C$1806)","v":0},null,null,null,-44.00634765625,-44.00634765625,null,null,0,-79.996551097628526,{"$f":"AVERAGE(D$79:D255)","v":0},{"$f":"AVERAGE(M$79:M255)","v":605.85219902224992},-20.205450345498665,{"$f":"AVERAGE(P$79:P255)","v":361.82397647004063},633,null,null,null,null,null,null,0,633,-2033.8239279312406,null,null,null,null,null,null,null,null,null,null,null,null,null,40098.106458333008,{"$f":"LOOKUP($AO255,Data!$A$6:$A$1806,Data!$B$6:$B$1806)","v":60.011001586914063},{"$f":"LOOKUP($AO255,Data!$A$6:$A$1806,Data!$C$6:$C$1806)","v":0},{"$f":"LOOKUP($AO255,Data!$A$6:$A$1806,Data!$D$6:$D$1806)","v":0},{"$f":"IF($AS$1=\"+\",LOOKUP($AO255,Data!$A$6:$A$1806,Data!$E$6:$E$1806)*-1,LOOKUP($AO255,Data!$A$6:$A$1806,Data!$E$6:$E$1806))","v":-246.43313598632812},{"$f":"LOOKUP($AO255,Data!$A$6:$A$1806,Data!$F$6:$F$1806)","v":0},{"$f":"LOOKUP($AO255,Data!$A$6:$A$1806,Data!$G$6:$G$1806)","v":0},{"$f":"LOOKUP($AO255,Data!$A$6:$A$1806,Data!$H$6:$H$1806)","v":0},{"$f":"LOOKUP($AO255,Data!$A$6:$A$1806,Data!$I$6:$I$1806)","v":0},{"$f":"LOOKUP($AO255,Data!$A$6:$A$1806,Data!$J$6:$J$1806)","v":-653},{"$f":"LOOKUP($AO255,Data!$A$6:$A$1806,Data!$K$6:$K$1806)","v":7710.54},-44.00634765625]
[null,40098.106481481154,{"$f":"LOOKUP(B256,Data!$A$6:$A$1806,Data!B$6:B$1806)","v":60.013999938964844},{"$f":"LOOKUP(B256,Data!$A$6:$A$1806,Data!C$6:C$1806)","v":0},null,null,null,-55.999755859375,-55.999755859375,null,null,0,-91.989959300753526,{"$f":"AVERAGE(D$79:D256)","v":0},{"$f":"AVERAGE(M$79:M256)","v":601.93173745863749},-20.205450345498665,{"$f":"AVERAGE(P$79:P256)","v":359.66561812645},633,null,null,null,null,null,null,0,633,-2250.6437719342862,null,null,null,null,null,null,null,null,null,null,null,null,null,40098.106481481154,{"$f":"LOOKUP($AO256,Data!$A$6:$A$1806,Data!$B$6:$B$1806)","v":60.013999938964844},{"$f":"LOOKUP($AO256,Data!$A$6:$A$1806,Data!$C$6:$C$1806)","v":0},{"$f":"LOOKUP($AO256,Data!$A$6:$A$1806,Data!$D$6:$D$1806)","v":0},{"$f":"IF($AS$1=\"+\",LOOKUP($AO256,Data!$A$6:$A$1806,Data!$E$6:$E$1806)*-1,LOOKUP($AO256,Data!$A$6:$A$1806,Data!$E$6:$E$1806))","v":-246.43313598632812},{"$f":"LOOKUP($AO256,Data!$A$6:$A$1806,Data!$F$6:$F$1806)","v":0},{"$f":"LOOKUP($AO256,Data!$A$6:$A$1806,Data!$G$6:$G$1806)","v":0},{"$f":"LOOKUP($AO256,Data!$A$6:$A$1806,Data!$H$6:$H$1806)","v":0},{"$f":"LOOKUP($AO256,Data!$A$6:$A$1806,Data!$I$6:$I$1806)","v":0},{"$f":"LOOKUP($AO256,Data!$A$6:$A$1806,Data!$J$6:$J$1806)","v":-653},{"$f":"LOOKUP($AO256,Data!$A$6:$A$1806,Data!$K$6:$K$1806)","v":7710.87},-55.999755859375]
[null,40098.106504629301,{"$f":"LOOKUP(B257,Data!$A$6:$A$1806,Data!B$6:B$1806)","v":60.016998291015625},{"$f":"LOOKUP(B257,Data!$A$6:$A$1806,Data!C$6:C$1806)","v":0},null,null,null,-67.9931640625,-67.9931640625,null,null,0,-103.98336750387853,{"$f":"AVERAGE(D$79:D257)","v":0},{"$f":"AVERAGE(M$79:M257)","v":597.98807765437755},-20.205450345498665,{"$f":"AVERAGE(P$79:P257)","v":357.53151100020312},633,null,null,null,null,null,null,0,633,-2519.2090634785086,null,null,null,null,null,null,null,null,null,null,null,null,null,40098.106504629301,{"$f":"LOOKUP($AO257,Data!$A$6:$A$1806,Data!$B$6:$B$1806)","v":60.016998291015625},{"$f":"LOOKUP($AO257,Data!$A$6:$A$1806,Data!$C$6:$C$1806)","v":0},{"$f":"LOOKUP($AO257,Data!$A$6:$A$1806,Data!$D$6:$D$1806)","v":0},{"$f":"IF($AS$1=\"+\",LOOKUP($AO257,Data!$A$6:$A$1806,Data!$E$6:$E$1806)*-1,LOOKUP($AO257,Data!$A$6:$A$1806,Data!$E$6:$E$1806))","v":-246.43313598632812},{"$f":"LOOKUP($AO257,Data!$A$6:$A$1806,Data!$F$6:$F$1806)","v":0},{"$f":"LOOKUP($AO257,Data!$A$6:$A$1806,Data!$G$6:$G$1806)","v":0},{"$f":"LOOKUP($AO257,Data!$A$6:$A$1806,Data!$H$6:$H$1806)","v":0},{"$f":"LOOKUP($AO257,Data!$A$6:$A$1806,Data!$I$6:$I$1806)","v":0},{"$f":"LOOKUP($AO257,Data!$A$6:$A$1806,Data!$J$6:$J$1806)","v":-653},{"$f":"LOOKUP($AO257,Data!$A$6:$A$1806,Data!$K$6:$K$1806)","v":7711.2},-67.9931640625]
[null,40098.106527777447,{"$f":"LOOKUP(B258,Data!$A$6:$A$1806,Data!B$6:B$1806)","v":60.019001007080078},{"$f":"LOOKUP(B258,Data!$A$6:$A$1806,Data!C$6:C$1806)","v":0},null,null,null,-76.0040283203125,-76.0040283203125,null,null,0,-111.99423176169103,{"$f":"AVERAGE(D$79:D258)","v":0},{"$f":"AVERAGE(M$79:M258)","v":594.043731490955},-20.205450345498665,{"$f":"AVERAGE(P$79:P258)","v":355.42124864631649},633,null,null,null,null,null,null,0,633,-2737.3898669965974,null,null,null,null,null,null,null,null,null,null,null,null,null,40098.106527777447,{"$f":"LOOKUP($AO258,Data!$A$6:$A$1806,Data!$B$6:$B$1806)","v":60.019001007080078},{"$f":"LOOKUP($AO258,Data!$A$6:$A$1806,Data!$C$6:$C$1806)","v":0},{"$f":"LOOKUP($AO258,Data!$A$6:$A$1806,Data!$D$6:$D$1806)","v":0},{"$f":"IF($AS$1=\"+\",LOOKUP($AO258,Data!$A$6:$A$1806,Data!$E$6:$E$1806)*-1,LOOKUP($AO258,Data!$A$6:$A$1806,Data!$E$6:$E$1806))","v":-246.43313598632812},{"$f":"LOOKUP($AO258,Data!$A$6:$A$1806,Data!$F$6:$F$1806)","v":0},{"$f":"LOOKUP($AO258,Data!$A$6:$A$1806,Data!$G$6:$G$1806)","v":0},{"$f":"LOOKUP($AO258,Data!$A$6:$A$1806,Data!$H$6:$H$1806)","v":0},{"$f":"LOOKUP($AO258,Data!$A$6:$A$1806,Data!$I$6:$I$1806)","v":0},{"$f":"LOOKUP($AO258,Data!$A$6:$A$1806,Data!$J$6:$J$1806)","v":-653},{"$f":"LOOKUP($AO258,Data!$A$6:$A$1806,Data!$K$6:$K$1806)","v":7711.53},-76.0040283203125]
[null,40098.106550925593,{"$f":"LOOKUP(B259,Data!$A$6:$A$1806,Data!B$6:B$1806)","v":60.020999908447266},{"$f":"LOOKUP(B259,Data!$A$6:$A$1806,Data!C$6:C$1806)","v":0},null,null,null,-83.9996337890625,-83.9996337890625,null,null,0,-119.98983723044103,{"$f":"AVERAGE(D$79:D259)","v":0},{"$f":"AVERAGE(M$79:M259)","v":590.09879464719029},-20.205450345498665,{"$f":"AVERAGE(P$79:P259)","v":353.33443365191749},633,null,null,null,null,null,null,0,633,-2996.4047942577254,null,null,null,null,null,null,null,null,null,null,null,null,null,40098.106550925593,{"$f":"LOOKUP($AO259,Data!$A$6:$A$1806,Data!$B$6:$B$1806)","v":60.020999908447266},{"$f":"LOOKUP($AO259,Data!$A$6:$A$1806,Data!$C$6:$C$1806)","v":0},{"$f":"LOOKUP($AO259,Data!$A$6:$A$1806,Data!$D$6:$D$1806)","v":0},{"$f":"IF($AS$1=\"+\",LOOKUP($AO259,Data!$A$6:$A$1806,Data!$E$6:$E$1806)*-1,LOOKUP($AO259,Data!$A$6:$A$1806,Data!$E$6:$E$1806))","v":-246.43313598632812},{"$f":"LOOKUP($AO259,Data!$A$6:$A$1806,Data!$F$6:$F$1806)","v":0},{"$f":"LOOKUP($AO259,Data!$A$6:$A$1806,Data!$G$6:$G$1806)","v":0},{"$f":"LOOKUP($AO259,Data!$A$6:$A$1806,Data!$H$6:$H$1806)","v":0},{"$f":"LOOKUP($AO259,Data!$A$6:$A$1806,Data!$I$6:$I$1806)","v":0},{"$f":"LOOKUP($AO259,Data!$A$6:$A$1806,Data!$J$6:$J$1806)","v":-653},{"$f":"LOOKUP($AO259,Data!$A$6:$A$1806,Data!$K$6:$K$1806)","v":7711.86},-83.9996337890625]
[null,40098.106574073739,{"$f":"LOOKUP(B260,Data!$A$6:$A$1806,Data!B$6:B$1806)","v":60.016998291015625},{"$f":"LOOKUP(B260,Data!$A$6:$A$1806,Data!C$6:C$1806)","v":0},null,null,null,-67.9931640625,-67.9931640625,null,null,0,-103.98336750387853,{"$f":"AVERAGE(D$79:D260)","v":0},{"$f":"AVERAGE(M$79:M260)","v":586.28515639361297},-20.205450345498665,{"$f":"AVERAGE(P$79:P260)","v":351.27067738673838},633,null,null,null,null,null,null,0,633,-2519.2090634785086,null,null,null,null,null,null,null,null,null,null,null,null,null,40098.106574073739,{"$f":"LOOKUP($AO260,Data!$A$6:$A$1806,Data!$B$6:$B$1806)","v":60.016998291015625},{"$f":"LOOKUP($AO260,Data!$A$6:$A$1806,Data!$C$6:$C$1806)","v":0},{"$f":"LOOKUP($AO260,Data!$A$6:$A$1806,Data!$D$6:$D$1806)","v":0},{"$f":"IF($AS$1=\"+\",LOOKUP($AO260,Data!$A$6:$A$1806,Data!$E$6:$E$1806)*-1,LOOKUP($AO260,Data!$A$6:$A$1806,Data!$E$6:$E$1806))","v":-236.55354309082031},{"$f":"LOOKUP($AO260,Data!$A$6:$A$1806,Data!$F$6:$F$1806)","v":0},{"$f":"LOOKUP($AO260,Data!$A$6:$A$1806,Data!$G$6:$G$1806)","v":0},{"$f":"LOOKUP($AO260,Data!$A$6:$A$1806,Data!$H$6:$H$1806)","v":0},{"$f":"LOOKUP($AO260,Data!$A$6:$A$1806,Data!$I$6:$I$1806)","v":0},{"$f":"LOOKUP($AO260,Data!$A$6:$A$1806,Data!$J$6:$J$1806)","v":-653},{"$f":"LOOKUP($AO260,Data!$A$6:$A$1806,Data!$K$6:$K$1806)","v":7712.19},-67.9931640625]
[null,40098.106597221886,{"$f":"LOOKUP(B261,Data!$A$6:$A$1806,Data!B$6:B$1806)","v":60.016998291015625},{"$f":"LOOKUP(B261,Data!$A$6:$A$1806,Data!C$6:C$1806)","v":0},null,null,null,-67.9931640625,-67.9931640625,null,null,0,-103.98336750387853,{"$f":"AVERAGE(D$79:D261)","v":0},{"$f":"AVERAGE(M$79:M261)","v":582.51319724663222},-20.205450345498665,{"$f":"AVERAGE(P$79:P261)","v":349.22959976183597},633,null,null,null,null,null,null,0,633,-2519.2090634785086,null,null,null,null,null,null,null,null,null,null,null,null,null,40098.106597221886,{"$f":"LOOKUP($AO261,Data!$A$6:$A$1806,Data!$B$6:$B$1806)","v":60.016998291015625},{"$f":"LOOKUP($AO261,Data!$A$6:$A$1806,Data!$C$6:$C$1806)","v":0},{"$f":"LOOKUP($AO261,Data!$A$6:$A$1806,Data!$D$6:$D$1806)","v":0},{"$f":"IF($AS$1=\"+\",LOOKUP($AO261,Data!$A$6:$A$1806,Data!$E$6:$E$1806)*-1,LOOKUP($AO261,Data!$A$6:$A$1806,Data!$E$6:$E$1806))","v":-236.55354309082031},{"$f":"LOOKUP($AO261,Data!$A$6:$A$1806,Data!$F$6:$F$1806)","v":0},{"$f":"LOOKUP($AO261,Data!$A$6:$A$1806,Data!$G$6:$G$1806)","v":0},{"$f":"LOOKUP($AO261,Data!$A$6:$A$1806,Data!$H$6:$H$1806)","v":0},{"$f":"LOOKUP($AO261,Data!$A$6:$A$1806,Data!$I$6:$I$1806)","v":0},{"$f":"LOOKUP($AO261,Data!$A$6:$A$1806,Data!$J$6:$J$1806)","v":-653},{"$f":"LOOKUP($AO261,Data!$A$6:$A$1806,Data!$K$6:$K$1806)","v":7712.52},-67.9931640625]
[null,40098.106620370032,{"$f":"LOOKUP(B262,Data!$A$6:$A$1806,Data!B$6:B$1806)","v":60.019001007080078},{"$f":"LOOKUP(B262,Data!$A$6:$A$1806,Data!C$6:C$1806)","v":0},null,null,null,-76.0040283203125,-76.0040283203125,null,null,0,-111.99423176169103,{"$f":"AVERAGE(D$79:D262)","v":0},{"$f":"AVERAGE(M$79:M262)","v":578.73870034984782},-20.205450345498665,{"$f":"AVERAGE(P$79:P262)","v":347.21082899622212},633,null,null,null,null,null,null,0,633,-2737.3898669965974,null,null,null,null,null,null,null,null,null,null,null,null,null,40098.106620370032,{"$f":"LOOKUP($AO262,Data!$A$6:$A$1806,Data!$B$6:$B$1806)","v":60.019001007080078},{"$f":"LOOKUP($AO262,Data!$A$6:$A$1806,Data!$C$6:$C$1806)","v":0},{"$f":"LOOKUP($AO262,Data!$A$6:$A$1806,Data!$D$6:$D$1806)","v":0},{"$f":"IF($AS$1=\"+\",LOOKUP($AO262,Data!$A$6:$A$1806,Data!$E$6:$E$1806)*-1,LOOKUP($AO262,Data!$A$6:$A$1806,Data!$E$6:$E$1806))","v":-236.55354309082031},{"$f":"LOOKUP($AO262,Data!$A$6:$A$1806,Data!$F$6:$F$1806)","v":0},{"$f":"LOOKUP($AO262,Data!$A$6:$A$1806,Data!$G$6:$G$1806)","v":0},{"$f":"LOOKUP($AO262,Data!$A$6:$A$1806,Data!$H$6:$H$1806)","v":0},{"$f":"LOOKUP($AO262,Data!$A$6:$A$1806,Data!$I$6:$I$1806)","v":0},{"$f":"LOOKUP($AO262,Data!$A$6:$A$1806,Data!$J$6:$J$1806)","v":-653},{"$f":"LOOKUP($AO262,Data!$A$6:$A$1806,Data!$K$6:$K$1806)","v":7712.85},-76.0040283203125]
[null,40098.106643518178,{"$f":"LOOKUP(B263,Data!$A$6:$A$1806,Data!B$6:B$1806)","v":60.022998809814453},{"$f":"LOOKUP(B263,Data!$A$6:$A$1806,Data!C$6:C$1806)","v":0},null,null,null,-91.9952392578125,-91.9952392578125,null,null,0,-127.98544269919103,{"$f":"AVERAGE(D$79:D263)","v":0},{"$f":"AVERAGE(M$79:M263)","v":574.91856984688002},-20.205450345498665,{"$f":"AVERAGE(P$79:P263)","v":345.21400139110409},633,null,null,null,null,null,null,0,633,-3309.5590137368799,null,null,null,null,null,null,null,null,null,null,null,null,null,40098.106643518178,{"$f":"LOOKUP($AO263,Data!$A$6:$A$1806,Data!$B$6:$B$1806)","v":60.022998809814453},{"$f":"LOOKUP($AO263,Data!$A$6:$A$1806,Data!$C$6:$C$1806)","v":0},{"$f":"LOOKUP($AO263,Data!$A$6:$A$1806,Data!$D$6:$D$1806)","v":0},{"$f":"IF($AS$1=\"+\",LOOKUP($AO263,Data!$A$6:$A$1806,Data!$E$6:$E$1806)*-1,LOOKUP($AO263,Data!$A$6:$A$1806,Data!$E$6:$E$1806))","v":-236.55354309082031},{"$f":"LOOKUP($AO263,Data!$A$6:$A$1806,Data!$F$6:$F$1806)","v":0},{"$f":"LOOKUP($AO263,Data!$A$6:$A$1806,Data!$G$6:$G$1806)","v":0},{"$f":"LOOKUP($AO263,Data!$A$6:$A$1806,Data!$H$6:$H$1806)","v":0},{"$f":"LOOKUP($AO263,Data!$A$6:$A$1806,Data!$I$6:$I$1806)","v":0},{"$f":"LOOKUP($AO263,Data!$A$6:$A$1806,Data!$J$6:$J$1806)","v":-653},{"$f":"LOOKUP($AO263,Data!$A$6:$A$1806,Data!$K$6:$K$1806)","v":7713.18},-91.9952392578125]
[null,40098.106666666325,{"$f":"LOOKUP(B264,Data!$A$6:$A$1806,Data!B$6:B$1806)","v":60.023998260498047},{"$f":"LOOKUP(B264,Data!$A$6:$A$1806,Data!C$6:C$1806)","v":0},null,null,null,-95.9930419921875,-95.9930419921875,null,null,0,-131.98324543356603,{"$f":"AVERAGE(D$79:D264)","v":0},{"$f":"AVERAGE(M$79:M264)","v":571.11802245289903},-20.205450345498665,{"$f":"AVERAGE(P$79:P264)","v":343.23876111144676},633,null,null,null,null,null,null,0,633,-3492.0352913323686,null,null,null,null,null,null,null,null,null,null,null,null,null,40098.106666666325,{"$f":"LOOKUP($AO264,Data!$A$6:$A$1806,Data!$B$6:$B$1806)","v":60.023998260498047},{"$f":"LOOKUP($AO264,Data!$A$6:$A$1806,Data!$C$6:$C$1806)","v":0},{"$f":"LOOKUP($AO264,Data!$A$6:$A$1806,Data!$D$6:$D$1806)","v":0},{"$f":"IF($AS$1=\"+\",LOOKUP($AO264,Data!$A$6:$A$1806,Data!$E$6:$E$1806)*-1,LOOKUP($AO264,Data!$A$6:$A$1806,Data!$E$6:$E$1806))","v":-236.55354309082031},{"$f":"LOOKUP($AO264,Data!$A$6:$A$1806,Data!$F$6:$F$1806)","v":0},{"$f":"LOOKUP($AO264,Data!$A$6:$A$1806,Data!$G$6:$G$1806)","v":0},{"$f":"LOOKUP($AO264,Data!$A$6:$A$1806,Data!$H$6:$H$1806)","v":0},{"$f":"LOOKUP($AO264,Data!$A$6:$A$1806,Data!$I$6:$I$1806)","v":0},{"$f":"LOOKUP($AO264,Data!$A$6:$A$1806,Data!$J$6:$J$1806)","v":-653},{"$f":"LOOKUP($AO264,Data!$A$6:$A$1806,Data!$K$6:$K$1806)","v":7713.51},-95.9930419921875]
[null,40098.106689814471,{"$f":"LOOKUP(B265,Data!$A$6:$A$1806,Data!B$6:B$1806)","v":60.025001525878906},{"$f":"LOOKUP(B265,Data!$A$6:$A$1806,Data!C$6:C$1806)","v":0},null,null,null,-100.006103515625,-100.006103515625,null,null,0,-135.99630695700353,{"$f":"AVERAGE(D$79:D265)","v":0},{"$f":"AVERAGE(M$79:M265)","v":567.33666240257867},-20.205450345498665,{"$f":"AVERAGE(P$79:P265)","v":341.28475997458145},633,null,null,null,null,null,null,0,633,-3696.6311603686891,null,null,null,null,null,null,null,null,null,null,null,null,null,40098.106689814471,{"$f":"LOOKUP($AO265,Data!$A$6:$A$1806,Data!$B$6:$B$1806)","v":60.025001525878906},{"$f":"LOOKUP($AO265,Data!$A$6:$A$1806,Data!$C$6:$C$1806)","v":0},{"$f":"LOOKUP($AO265,Data!$A$6:$A$1806,Data!$D$6:$D$1806)","v":0},{"$f":"IF($AS$1=\"+\",LOOKUP($AO265,Data!$A$6:$A$1806,Data!$E$6:$E$1806)*-1,LOOKUP($AO265,Data!$A$6:$A$1806,Data!$E$6:$E$1806))","v":-230.29756164550781},{"$f":"LOOKUP($AO265,Data!$A$6:$A$1806,Data!$F$6:$F$1806)","v":0},{"$f":"LOOKUP($AO265,Data!$A$6:$A$1806,Data!$G$6:$G$1806)","v":0},{"$f":"LOOKUP($AO265,Data!$A$6:$A$1806,Data!$H$6:$H$1806)","v":0},{"$f":"LOOKUP($AO265,Data!$A$6:$A$1806,Data!$I$6:$I$1806)","v":0},{"$f":"LOOKUP($AO265,Data!$A$6:$A$1806,Data!$J$6:$J$1806)","v":-653},{"$f":"LOOKUP($AO265,Data!$A$6:$A$1806,Data!$K$6:$K$1806)","v":7713.84},-100.006103515625]
[null,40098.106712962617,{"$f":"LOOKUP(B266,Data!$A$6:$A$1806,Data!B$6:B$1806)","v":60.020999908447266},{"$f":"LOOKUP(B266,Data!$A$6:$A$1806,Data!C$6:C$1806)","v":0},null,null,null,-83.9996337890625,-83.9996337890625,null,null,0,-119.98983723044103,{"$f":"AVERAGE(D$79:D266)","v":0},{"$f":"AVERAGE(M$79:M266)","v":563.6806703832541},-20.205450345498665,{"$f":"AVERAGE(P$79:P266)","v":339.35165724559704},633,null,null,null,null,null,null,0,633,-2996.4047942577254,null,null,null,null,null,null,null,null,null,null,null,null,null,40098.106712962617,{"$f":"LOOKUP($AO266,Data!$A$6:$A$1806,Data!$B$6:$B$1806)","v":60.020999908447266},{"$f":"LOOKUP($AO266,Data!$A$6:$A$1806,Data!$C$6:$C$1806)","v":0},{"$f":"LOOKUP($AO266,Data!$A$6:$A$1806,Data!$D$6:$D$1806)","v":0},{"$f":"IF($AS$1=\"+\",LOOKUP($AO266,Data!$A$6:$A$1806,Data!$E$6:$E$1806)*-1,LOOKUP($AO266,Data!$A$6:$A$1806,Data!$E$6:$E$1806))","v":-230.29756164550781},{"$f":"LOOKUP($AO266,Data!$A$6:$A$1806,Data!$F$6:$F$1806)","v":0},{"$f":"LOOKUP($AO266,Data!$A$6:$A$1806,Data!$G$6:$G$1806)","v":0},{"$f":"LOOKUP($AO266,Data!$A$6:$A$1806,Data!$H$6:$H$1806)","v":0},{"$f":"LOOKUP($AO266,Data!$A$6:$A$1806,Data!$I$6:$I$1806)","v":0},{"$f":"LOOKUP($AO266,Data!$A$6:$A$1806,Data!$J$6:$J$1806)","v":-653},{"$f":"LOOKUP($AO266,Data!$A$6:$A$1806,Data!$K$6:$K$1806)","v":7714.17},-83.9996337890625]
[null,40098.106736110763,{"$f":"LOOKUP(B267,Data!$A$6:$A$1806,Data!B$6:B$1806)","v":60.019001007080078},{"$f":"LOOKUP(B267,Data!$A$6:$A$1806,Data!C$6:C$1806)","v":0},null,null,null,-76.0040283203125,-76.0040283203125,null,null,0,-111.99423176169103,{"$f":"AVERAGE(D$79:D267)","v":0},{"$f":"AVERAGE(M$79:M267)","v":560.10567090100574},-20.205450345498665,{"$f":"AVERAGE(P$79:P267)","v":337.43911943926145},633,null,null,null,null,null,null,0,633,-2737.3898669965974,null,null,null,null,null,null,null,null,null,null,null,null,null,40098.106736110763,{"$f":"LOOKUP($AO267,Data!$A$6:$A$1806,Data!$B$6:$B$1806)","v":60.019001007080078},{"$f":"LOOKUP($AO267,Data!$A$6:$A$1806,Data!$C$6:$C$1806)","v":0},{"$f":"LOOKUP($AO267,Data!$A$6:$A$1806,Data!$D$6:$D$1806)","v":0},{"$f":"IF($AS$1=\"+\",LOOKUP($AO267,Data!$A$6:$A$1806,Data!$E$6:$E$1806)*-1,LOOKUP($AO267,Data!$A$6:$A$1806,Data!$E$6:$E$1806))","v":-230.29756164550781},{"$f":"LOOKUP($AO267,Data!$A$6:$A$1806,Data!$F$6:$F$1806)","v":0},{"$f":"LOOKUP($AO267,Data!$A$6:$A$1806,Data!$G$6:$G$1806)","v":0},{"$f":"LOOKUP($AO267,Data!$A$6:$A$1806,Data!$H$6:$H$1806)","v":0},{"$f":"LOOKUP($AO267,Data!$A$6:$A$1806,Data!$I$6:$I$1806)","v":0},{"$f":"LOOKUP($AO267,Data!$A$6:$A$1806,Data!$J$6:$J$1806)","v":-653},{"$f":"LOOKUP($AO267,Data!$A$6:$A$1806,Data!$K$6:$K$1806)","v":7714.5},-76.0040283203125]
[null,40098.10675925891,{"$f":"LOOKUP(B268,Data!$A$6:$A$1806,Data!B$6:B$1806)","v":60.023998260498047},{"$f":"LOOKUP(B268,Data!$A$6:$A$1806,Data!C$6:C$1806)","v":0},null,null,null,-95.9930419921875,-95.9930419921875,null,null,0,-131.98324543356603,{"$f":"AVERAGE(D$79:D268)","v":0},{"$f":"AVERAGE(M$79:M268)","v":556.46309765713954},-20.205450345498665,{"$f":"AVERAGE(P$79:P268)","v":335.54682012823093},633,null,null,null,null,null,null,0,633,-3492.0352913323686,null,null,null,null,null,null,null,null,null,null,null,null,null,40098.10675925891,{"$f":"LOOKUP($AO268,Data!$A$6:$A$1806,Data!$B$6:$B$1806)","v":60.023998260498047},{"$f":"LOOKUP($AO268,Data!$A$6:$A$1806,Data!$C$6:$C$1806)","v":0},{"$f":"LOOKUP($AO268,Data!$A$6:$A$1806,Data!$D$6:$D$1806)","v":0},{"$f":"IF($AS$1=\"+\",LOOKUP($AO268,Data!$A$6:$A$1806,Data!$E$6:$E$1806)*-1,LOOKUP($AO268,Data!$A$6:$A$1806,Data!$E$6:$E$1806))","v":-230.29756164550781},{"$f":"LOOKUP($AO268,Data!$A$6:$A$1806,Data!$F$6:$F$1806)","v":0},{"$f":"LOOKUP($AO268,Data!$A$6:$A$1806,Data!$G$6:$G$1806)","v":0},{"$f":"LOOKUP($AO268,Data!$A$6:$A$1806,Data!$H$6:$H$1806)","v":0},{"$f":"LOOKUP($AO268,Data!$A$6:$A$1806,Data!$I$6:$I$1806)","v":0},{"$f":"LOOKUP($AO268,Data!$A$6:$A$1806,Data!$J$6:$J$1806)","v":-653},{"$f":"LOOKUP($AO268,Data!$A$6:$A$1806,Data!$K$6:$K$1806)","v":7714.83},-95.9930419921875]
[null,40098.106782407056,{"$f":"LOOKUP(B269,Data!$A$6:$A$1806,Data!B$6:B$1806)","v":60.023998260498047},{"$f":"LOOKUP(B269,Data!$A$6:$A$1806,Data!C$6:C$1806)","v":0},null,null,null,-95.9930419921875,-95.9930419921875,null,null,0,-131.98324543356603,{"$f":"AVERAGE(D$79:D269)","v":0},{"$f":"AVERAGE(M$79:M269)","v":552.8586665414814},-20.205450345498665,{"$f":"AVERAGE(P$79:P269)","v":333.67443975731658},633,null,null,null,null,null,null,0,633,-3492.0352913323686,null,null,null,null,null,null,null,null,null,null,null,null,null,40098.106782407056,{"$f":"LOOKUP($AO269,Data!$A$6:$A$1806,Data!$B$6:$B$1806)","v":60.023998260498047},{"$f":"LOOKUP($AO269,Data!$A$6:$A$1806,Data!$C$6:$C$1806)","v":0},{"$f":"LOOKUP($AO269,Data!$A$6:$A$1806,Data!$D$6:$D$1806)","v":0},{"$f":"IF($AS$1=\"+\",LOOKUP($AO269,Data!$A$6:$A$1806,Data!$E$6:$E$1806)*-1,LOOKUP($AO269,Data!$A$6:$A$1806,Data!$E$6:$E$1806))","v":-230.29756164550781},{"$f":"LOOKUP($AO269,Data!$A$6:$A$1806,Data!$F$6:$F$1806)","v":0},{"$f":"LOOKUP($AO269,Data!$A$6:$A$1806,Data!$G$6:$G$1806)","v":0},{"$f":"LOOKUP($AO269,Data!$A$6:$A$1806,Data!$H$6:$H$1806)","v":0},{"$f":"LOOKUP($AO269,Data!$A$6:$A$1806,Data!$I$6:$I$1806)","v":0},{"$f":"LOOKUP($AO269,Data!$A$6:$A$1806,Data!$J$6:$J$1806)","v":-653},{"$f":"LOOKUP($AO269,Data!$A$6:$A$1806,Data!$K$6:$K$1806)","v":7715.16},-95.9930419921875]
[null,40098.106805555202,{"$f":"LOOKUP(B270,Data!$A$6:$A$1806,Data!B$6:B$1806)","v":60.020999908447266},{"$f":"LOOKUP(B270,Data!$A$6:$A$1806,Data!C$6:C$1806)","v":0},null,null,null,-83.9996337890625,-83.9996337890625,null,null,0,-119.98983723044103,{"$f":"AVERAGE(D$79:D270)","v":0},{"$f":"AVERAGE(M$79:M270)","v":549.35424725100256},-20.205450345498665,{"$f":"AVERAGE(P$79:P270)","v":331.82166546358457},633,null,null,null,null,null,null,0,633,-2996.4047942577254,null,null,null,null,null,null,null,null,null,null,null,null,null,40098.106805555202,{"$f":"LOOKUP($AO270,Data!$A$6:$A$1806,Data!$B$6:$B$1806)","v":60.020999908447266},{"$f":"LOOKUP($AO270,Data!$A$6:$A$1806,Data!$C$6:$C$1806)","v":0},{"$f":"LOOKUP($AO270,Data!$A$6:$A$1806,Data!$D$6:$D$1806)","v":0},{"$f":"IF($AS$1=\"+\",LOOKUP($AO270,Data!$A$6:$A$1806,Data!$E$6:$E$1806)*-1,LOOKUP($AO270,Data!$A$6:$A$1806,Data!$E$6:$E$1806))","v":-231.175537109375},{"$f":"LOOKUP($AO270,Data!$A$6:$A$1806,Data!$F$6:$F$1806)","v":0},{"$f":"LOOKUP($AO270,Data!$A$6:$A$1806,Data!$G$6:$G$1806)","v":0},{"$f":"LOOKUP($AO270,Data!$A$6:$A$1806,Data!$H$6:$H$1806)","v":0},{"$f":"LOOKUP($AO270,Data!$A$6:$A$1806,Data!$I$6:$I$1806)","v":0},{"$f":"LOOKUP($AO270,Data!$A$6:$A$1806,Data!$J$6:$J$1806)","v":-653},{"$f":"LOOKUP($AO270,Data!$A$6:$A$1806,Data!$K$6:$K$1806)","v":7715.49},-83.9996337890625]
[null,40098.106828703349,{"$f":"LOOKUP(B271,Data!$A$6:$A$1806,Data!B$6:B$1806)","v":60.020000457763672},{"$f":"LOOKUP(B271,Data!$A$6:$A$1806,Data!C$6:C$1806)","v":0},null,null,null,-80.0018310546875,-80.0018310546875,null,null,0,-115.99203449606603,{"$f":"AVERAGE(D$79:D271)","v":0},{"$f":"AVERAGE(M$79:M271)","v":545.90685719013686},-20.205450345498665,{"$f":"AVERAGE(P$79:P271)","v":329.98819090207888},633,null,null,null,null,null,null,0,633,-2861.0470398068924,null,null,null,null,null,null,null,null,null,null,null,null,null,40098.106828703349,{"$f":"LOOKUP($AO271,Data!$A$6:$A$1806,Data!$B$6:$B$1806)","v":60.020000457763672},{"$f":"LOOKUP($AO271,Data!$A$6:$A$1806,Data!$C$6:$C$1806)","v":0},{"$f":"LOOKUP($AO271,Data!$A$6:$A$1806,Data!$D$6:$D$1806)","v":0},{"$f":"IF($AS$1=\"+\",LOOKUP($AO271,Data!$A$6:$A$1806,Data!$E$6:$E$1806)*-1,LOOKUP($AO271,Data!$A$6:$A$1806,Data!$E$6:$E$1806))","v":-231.175537109375},{"$f":"LOOKUP($AO271,Data!$A$6:$A$1806,Data!$F$6:$F$1806)","v":0},{"$f":"LOOKUP($AO271,Data!$A$6:$A$1806,Data!$G$6:$G$1806)","v":0},{"$f":"LOOKUP($AO271,Data!$A$6:$A$1806,Data!$H$6:$H$1806)","v":0},{"$f":"LOOKUP($AO271,Data!$A$6:$A$1806,Data!$I$6:$I$1806)","v":0},{"$f":"LOOKUP($AO271,Data!$A$6:$A$1806,Data!$J$6:$J$1806)","v":-653},{"$f":"LOOKUP($AO271,Data!$A$6:$A$1806,Data!$K$6:$K$1806)","v":7715.82},-80.0018310546875]
[null,40098.106851851495,{"$f":"LOOKUP(B272,Data!$A$6:$A$1806,Data!B$6:B$1806)","v":60.025001525878906},{"$f":"LOOKUP(B272,Data!$A$6:$A$1806,Data!C$6:C$1806)","v":0},null,null,null,-100.006103515625,-100.006103515625,null,null,{"$f":"IF(B272>G$3,0,(K$21*0.000023148/K$22))","v":0},{"$f":"M271+L272+(I272-I271)","v":-135.99630695700353},{"$f":"AVERAGE(D$79:D272)","v":0},{"$f":"AVERAGE(M$79:M272)","v":542.39189242649184},-20.205450345498665,{"$f":"AVERAGE(P$79:P272)","v":328.17371607696191},633,null,null,null,null,null,null,0,633,{"$f":"Z272/((C272-G$4)*10)","v":-3696.6311603686891},null,null,null,null,null,null,null,null,null,null,null,null,null,40098.106851851495,{"$f":"LOOKUP($AO272,Data!$A$6:$A$1806,Data!$B$6:$B$1806)","v":60.025001525878906},{"$f":"LOOKUP($AO272,Data!$A$6:$A$1806,Data!$C$6:$C$1806)","v":0},{"$f":"LOOKUP($AO272,Data!$A$6:$A$1806,Data!$D$6:$D$1806)","v":0},{"$f":"IF($AS$1=\"+\",LOOKUP($AO272,Data!$A$6:$A$1806,Data!$E$6:$E$1806)*-1,LOOKUP($AO272,Data!$A$6:$A$1806,Data!$E$6:$E$1806))","v":-231.175537109375},{"$f":"LOOKUP($AO272,Data!$A$6:$A$1806,Data!$F$6:$F$1806)","v":0},{"$f":"LOOKUP($AO272,Data!$A$6:$A$1806,Data!$G$6:$G$1806)","v":0},{"$f":"LOOKUP($AO272,Data!$A$6:$A$1806,Data!$H$6:$H$1806)","v":0},{"$f":"LOOKUP($AO272,Data!$A$6:$A$1806,Data!$I$6:$I$1806)","v":0},{"$f":"LOOKUP($AO272,Data!$A$6:$A$1806,Data!$J$6:$J$1806)","v":-653},{"$f":"LOOKUP($AO272,Data!$A$6:$A$1806,Data!$K$6:$K$1806)","v":7716.15},-100.006103515625]
[null,40098.106874999641,{"$f":"LOOKUP(B273,Data!$A$6:$A$1806,Data!B$6:B$1806)","v":60.023998260498047},{"$f":"LOOKUP(B273,Data!$A$6:$A$1806,Data!C$6:C$1806)","v":0},null,null,null,-95.9930419921875,-95.9930419921875,null,null,0,-131.98324543356603,{"$f":"AVERAGE(D$79:D273)","v":0},{"$f":"AVERAGE(M$79:M273)","v":538.93355838618379},-20.205450345498665,{"$f":"AVERAGE(P$79:P273)","v":326.37794717787705},{"$f":"R$41","v":633},null,null,null,null,null,null,0,633,-3492.0352913323686,null,null,null,null,null,null,null,null,null,null,null,null,null,{"$f":"AO272+TIME(0,0,$B$1)","v":40098.106874999641},{"$f":"LOOKUP($AO273,Data!$A$6:$A$1806,Data!$B$6:$B$1806)","v":60.023998260498047},{"$f":"LOOKUP($AO273,Data!$A$6:$A$1806,Data!$C$6:$C$1806)","v":0},{"$f":"LOOKUP($AO273,Data!$A$6:$A$1806,Data!$D$6:$D$1806)","v":0},{"$f":"IF($AS$1=\"+\",LOOKUP($AO273,Data!$A$6:$A$1806,Data!$E$6:$E$1806)*-1,LOOKUP($AO273,Data!$A$6:$A$1806,Data!$E$6:$E$1806))","v":-231.175537109375},{"$f":"LOOKUP($AO273,Data!$A$6:$A$1806,Data!$F$6:$F$1806)","v":0},{"$f":"LOOKUP($AO273,Data!$A$6:$A$1806,Data!$G$6:$G$1806)","v":0},{"$f":"LOOKUP($AO273,Data!$A$6:$A$1806,Data!$H$6:$H$1806)","v":0},{"$f":"LOOKUP($AO273,Data!$A$6:$A$1806,Data!$I$6:$I$1806)","v":0},{"$f":"LOOKUP($AO273,Data!$A$6:$A$1806,Data!$J$6:$J$1806)","v":-653},{"$f":"LOOKUP($AO273,Data!$A$6:$A$1806,Data!$K$6:$K$1806)","v":7716.48},-95.9930419921875]
[null,40098.106898147787,{"$f":"LOOKUP(B274,Data!$A$6:$A$1806,Data!B$6:B$1806)","v":60.020000457763672},{"$f":"LOOKUP(B274,Data!$A$6:$A$1806,Data!C$6:C$1806)","v":0},null,null,null,-80.0018310546875,-80.0018310546875,null,null,0,-115.99203449606603,{"$f":"AVERAGE(D$79:D274)","v":0},{"$f":"AVERAGE(M$79:M274)","v":535.59210127964172},{"$f":"P273+L274","v":-20.205450345498665},{"$f":"AVERAGE(P$79:P274)","v":324.60059642134689},633,null,null,null,null,null,null,0,633,-2861.0470398068924,null,null,null,null,null,null,null,null,null,null,null,null,null,40098.106898147787,{"$f":"LOOKUP($AO274,Data!$A$6:$A$1806,Data!$B$6:$B$1806)","v":60.020000457763672},{"$f":"LOOKUP($AO274,Data!$A$6:$A$1806,Data!$C$6:$C$1806)","v":0},{"$f":"LOOKUP($AO274,Data!$A$6:$A$1806,Data!$D$6:$D$1806)","v":0},{"$f":"IF($AS$1=\"+\",LOOKUP($AO274,Data!$A$6:$A$1806,Data!$E$6:$E$1806)*-1,LOOKUP($AO274,Data!$A$6:$A$1806,Data!$E$6:$E$1806))","v":-231.175537109375},{"$f":"LOOKUP($AO274,Data!$A$6:$A$1806,Data!$F$6:$F$1806)","v":0},{"$f":"LOOKUP($AO274,Data!$A$6:$A$1806,Data!$G$6:$G$1806)","v":0},{"$f":"LOOKUP($AO274,Data!$A$6:$A$1806,Data!$H$6:$H$1806)","v":0},{"$f":"LOOKUP($AO274,Data!$A$6:$A$1806,Data!$I$6:$I$1806)","v":0},{"$f":"LOOKUP($AO274,Data!$A$6:$A$1806,Data!$J$6:$J$1806)","v":-653},{"$f":"LOOKUP($AO274,Data!$A$6:$A$1806,Data!$K$6:$K$1806)","v":7716.81},-80.0018310546875]
[null,40098.106921295934,{"$f":"LOOKUP(B275,Data!$A$6:$A$1806,Data!B$6:B$1806)","v":60.020000457763672},{"$f":"LOOKUP(B275,Data!$A$6:$A$1806,Data!C$6:C$1806)","v":0},null,null,null,-80.0018310546875,-80.0018310546875,null,null,0,-115.99203449606603,{"$f":"AVERAGE(D$79:D275)","v":0},{"$f":"AVERAGE(M$79:M275)","v":532.28456759550102},-20.205450345498665,{"$f":"AVERAGE(P$79:P275)","v":322.84138189702628},633,null,null,null,null,null,null,0,633,-2861.0470398068924,null,null,null,null,null,null,null,null,null,null,null,null,null,40098.106921295934,{"$f":"LOOKUP($AO275,Data!$A$6:$A$1806,Data!$B$6:$B$1806)","v":60.020000457763672},{"$f":"LOOKUP($AO275,Data!$A$6:$A$1806,Data!$C$6:$C$1806)","v":0},{"$f":"LOOKUP($AO275,Data!$A$6:$A$1806,Data!$D$6:$D$1806)","v":0},{"$f":"IF($AS$1=\"+\",LOOKUP($AO275,Data!$A$6:$A$1806,Data!$E$6:$E$1806)*-1,LOOKUP($AO275,Data!$A$6:$A$1806,Data!$E$6:$E$1806))","v":-225.61763000488281},{"$f":"LOOKUP($AO275,Data!$A$6:$A$1806,Data!$F$6:$F$1806)","v":0},{"$f":"LOOKUP($AO275,Data!$A$6:$A$1806,Data!$G$6:$G$1806)","v":0},{"$f":"LOOKUP($AO275,Data!$A$6:$A$1806,Data!$H$6:$H$1806)","v":0},{"$f":"LOOKUP($AO275,Data!$A$6:$A$1806,Data!$I$6:$I$1806)","v":0},{"$f":"LOOKUP($AO275,Data!$A$6:$A$1806,Data!$J$6:$J$1806)","v":-653},{"$f":"LOOKUP($AO275,Data!$A$6:$A$1806,Data!$K$6:$K$1806)","v":7717.14},-80.0018310546875]
[null,40098.10694444408,{"$f":"LOOKUP(B276,Data!$A$6:$A$1806,Data!B$6:B$1806)","v":60.021999359130859},{"$f":"LOOKUP(B276,Data!$A$6:$A$1806,Data!C$6:C$1806)","v":0},null,null,null,-87.9974365234375,-87.9974365234375,null,null,0,-123.98763996481603,{"$f":"AVERAGE(D$79:D276)","v":0},{"$f":"AVERAGE(M$79:M276)","v":528.97006149671154},-20.205450345498665,{"$f":"AVERAGE(P$79:P276)","v":321.10002741863781},633,null,null,null,null,null,null,0,633,-3145.206283317933,null,null,null,null,null,null,null,null,null,null,null,null,null,40098.10694444408,{"$f":"LOOKUP($AO276,Data!$A$6:$A$1806,Data!$B$6:$B$1806)","v":60.021999359130859},{"$f":"LOOKUP($AO276,Data!$A$6:$A$1806,Data!$C$6:$C$1806)","v":0},{"$f":"LOOKUP($AO276,Data!$A$6:$A$1806,Data!$D$6:$D$1806)","v":0},{"$f":"IF($AS$1=\"+\",LOOKUP($AO276,Data!$A$6:$A$1806,Data!$E$6:$E$1806)*-1,LOOKUP($AO276,Data!$A$6:$A$1806,Data!$E$6:$E$1806))","v":-225.61763000488281},{"$f":"LOOKUP($AO276,Data!$A$6:$A$1806,Data!$F$6:$F$1806)","v":0},{"$f":"LOOKUP($AO276,Data!$A$6:$A$1806,Data!$G$6:$G$1806)","v":0},{"$f":"LOOKUP($AO276,Data!$A$6:$A$1806,Data!$H$6:$H$1806)","v":0},{"$f":"LOOKUP($AO276,Data!$A$6:$A$1806,Data!$I$6:$I$1806)","v":0},{"$f":"LOOKUP($AO276,Data!$A$6:$A$1806,Data!$J$6:$J$1806)","v":-653},{"$f":"LOOKUP($AO276,Data!$A$6:$A$1806,Data!$K$6:$K$1806)","v":7717.47},-87.9974365234375]
[null,40098.106967592226,{"$f":"LOOKUP(B277,Data!$A$6:$A$1806,Data!B$6:B$1806)","v":60.021999359130859},{"$f":"LOOKUP(B277,Data!$A$6:$A$1806,Data!C$6:C$1806)","v":0},null,null,null,-87.9974365234375,-87.9974365234375,null,null,0,-123.98763996481603,{"$f":"AVERAGE(D$79:D277)","v":0},{"$f":"AVERAGE(M$79:M277)","v":525.68886701700535},-20.205450345498665,{"$f":"AVERAGE(P$79:P277)","v":319.37626237942499},633,null,null,null,null,null,null,0,633,-3145.206283317933,null,null,null,null,null,null,null,null,null,null,null,null,null,40098.106967592226,{"$f":"LOOKUP($AO277,Data!$A$6:$A$1806,Data!$B$6:$B$1806)","v":60.021999359130859},{"$f":"LOOKUP($AO277,Data!$A$6:$A$1806,Data!$C$6:$C$1806)","v":0},{"$f":"LOOKUP($AO277,Data!$A$6:$A$1806,Data!$D$6:$D$1806)","v":0},{"$f":"IF($AS$1=\"+\",LOOKUP($AO277,Data!$A$6:$A$1806,Data!$E$6:$E$1806)*-1,LOOKUP($AO277,Data!$A$6:$A$1806,Data!$E$6:$E$1806))","v":-225.61763000488281},{"$f":"LOOKUP($AO277,Data!$A$6:$A$1806,Data!$F$6:$F$1806)","v":0},{"$f":"LOOKUP($AO277,Data!$A$6:$A$1806,Data!$G$6:$G$1806)","v":0},{"$f":"LOOKUP($AO277,Data!$A$6:$A$1806,Data!$H$6:$H$1806)","v":0},{"$f":"LOOKUP($AO277,Data!$A$6:$A$1806,Data!$I$6:$I$1806)","v":0},{"$f":"LOOKUP($AO277,Data!$A$6:$A$1806,Data!$J$6:$J$1806)","v":-653},{"$f":"LOOKUP($AO277,Data!$A$6:$A$1806,Data!$K$6:$K$1806)","v":7717.8},-87.9974365234375]
[null,40098.106990740373,{"$f":"LOOKUP(B278,Data!$A$6:$A$1806,Data!B$6:B$1806)","v":60.021999359130859},{"$f":"LOOKUP(B278,Data!$A$6:$A$1806,Data!C$6:C$1806)","v":0},null,null,null,-87.9974365234375,-87.9974365234375,null,null,0,-123.98763996481603,{"$f":"AVERAGE(D$79:D278)","v":0},{"$f":"AVERAGE(M$79:M278)","v":522.44048448209617},-20.205450345498665,{"$f":"AVERAGE(P$79:P278)","v":317.66982161196307},633,null,null,null,null,null,null,0,633,-3145.206283317933,null,null,null,null,null,null,null,null,null,null,null,null,null,40098.106990740373,{"$f":"LOOKUP($AO278,Data!$A$6:$A$1806,Data!$B$6:$B$1806)","v":60.021999359130859},{"$f":"LOOKUP($AO278,Data!$A$6:$A$1806,Data!$C$6:$C$1806)","v":0},{"$f":"LOOKUP($AO278,Data!$A$6:$A$1806,Data!$D$6:$D$1806)","v":0},{"$f":"IF($AS$1=\"+\",LOOKUP($AO278,Data!$A$6:$A$1806,Data!$E$6:$E$1806)*-1,LOOKUP($AO278,Data!$A$6:$A$1806,Data!$E$6:$E$1806))","v":-225.61763000488281},{"$f":"LOOKUP($AO278,Data!$A$6:$A$1806,Data!$F$6:$F$1806)","v":0},{"$f":"LOOKUP($AO278,Data!$A$6:$A$1806,Data!$G$6:$G$1806)","v":0},{"$f":"LOOKUP($AO278,Data!$A$6:$A$1806,Data!$H$6:$H$1806)","v":0},{"$f":"LOOKUP($AO278,Data!$A$6:$A$1806,Data!$I$6:$I$1806)","v":0},{"$f":"LOOKUP($AO278,Data!$A$6:$A$1806,Data!$J$6:$J$1806)","v":-653},{"$f":"LOOKUP($AO278,Data!$A$6:$A$1806,Data!$K$6:$K$1806)","v":7718.13},-87.9974365234375]
[null,40098.107013888519,{"$f":"LOOKUP(B279,Data!$A$6:$A$1806,Data!B$6:B$1806)","v":60.020999908447266},{"$f":"LOOKUP(B279,Data!$A$6:$A$1806,Data!C$6:C$1806)","v":0},null,null,null,-83.9996337890625,-83.9996337890625,null,null,0,-119.98983723044103,{"$f":"AVERAGE(D$79:D279)","v":0},{"$f":"AVERAGE(M$79:M279)","v":519.24431372730749},-20.205450345498665,{"$f":"AVERAGE(P$79:P279)","v":315.98044525217574},633,null,null,null,null,null,null,0,633,-2996.4047942577254,null,null,null,null,null,null,null,null,null,null,null,null,null,40098.107013888519,{"$f":"LOOKUP($AO279,Data!$A$6:$A$1806,Data!$B$6:$B$1806)","v":60.020999908447266},{"$f":"LOOKUP($AO279,Data!$A$6:$A$1806,Data!$C$6:$C$1806)","v":0},{"$f":"LOOKUP($AO279,Data!$A$6:$A$1806,Data!$D$6:$D$1806)","v":0},{"$f":"IF($AS$1=\"+\",LOOKUP($AO279,Data!$A$6:$A$1806,Data!$E$6:$E$1806)*-1,LOOKUP($AO279,Data!$A$6:$A$1806,Data!$E$6:$E$1806))","v":-225.61763000488281},{"$f":"LOOKUP($AO279,Data!$A$6:$A$1806,Data!$F$6:$F$1806)","v":0},{"$f":"LOOKUP($AO279,Data!$A$6:$A$1806,Data!$G$6:$G$1806)","v":0},{"$f":"LOOKUP($AO279,Data!$A$6:$A$1806,Data!$H$6:$H$1806)","v":0},{"$f":"LOOKUP($AO279,Data!$A$6:$A$1806,Data!$I$6:$I$1806)","v":0},{"$f":"LOOKUP($AO279,Data!$A$6:$A$1806,Data!$J$6:$J$1806)","v":-653},{"$f":"LOOKUP($AO279,Data!$A$6:$A$1806,Data!$K$6:$K$1806)","v":7718.46},-83.9996337890625]
[null,40098.107037036665,{"$f":"LOOKUP(B280,Data!$A$6:$A$1806,Data!B$6:B$1806)","v":60.020999908447266},{"$f":"LOOKUP(B280,Data!$A$6:$A$1806,Data!C$6:C$1806)","v":0},null,null,null,-83.9996337890625,-83.9996337890625,null,null,0,-119.98983723044103,{"$f":"AVERAGE(D$79:D280)","v":0},{"$f":"AVERAGE(M$79:M280)","v":516.07978822751659},-20.205450345498665,{"$f":"AVERAGE(P$79:P280)","v":314.30787860741117},633,null,null,null,null,null,null,0,633,-2996.4047942577254,null,null,null,null,null,null,null,null,null,null,null,null,null,40098.107037036665,{"$f":"LOOKUP($AO280,Data!$A$6:$A$1806,Data!$B$6:$B$1806)","v":60.020999908447266},{"$f":"LOOKUP($AO280,Data!$A$6:$A$1806,Data!$C$6:$C$1806)","v":0},{"$f":"LOOKUP($AO280,Data!$A$6:$A$1806,Data!$D$6:$D$1806)","v":0},{"$f":"IF($AS$1=\"+\",LOOKUP($AO280,Data!$A$6:$A$1806,Data!$E$6:$E$1806)*-1,LOOKUP($AO280,Data!$A$6:$A$1806,Data!$E$6:$E$1806))","v":-230.73442077636719},{"$f":"LOOKUP($AO280,Data!$A$6:$A$1806,Data!$F$6:$F$1806)","v":0},{"$f":"LOOKUP($AO280,Data!$A$6:$A$1806,Data!$G$6:$G$1806)","v":0},{"$f":"LOOKUP($AO280,Data!$A$6:$A$1806,Data!$H$6:$H$1806)","v":0},{"$f":"LOOKUP($AO280,Data!$A$6:$A$1806,Data!$I$6:$I$1806)","v":0},{"$f":"LOOKUP($AO280,Data!$A$6:$A$1806,Data!$J$6:$J$1806)","v":-653},{"$f":"LOOKUP($AO280,Data!$A$6:$A$1806,Data!$K$6:$K$1806)","v":7718.79},-83.9996337890625]
[null,40098.107060184811,{"$f":"LOOKUP(B281,Data!$A$6:$A$1806,Data!B$6:B$1806)","v":60.022998809814453},{"$f":"LOOKUP(B281,Data!$A$6:$A$1806,Data!C$6:C$1806)","v":0},null,null,null,-91.9952392578125,-91.9952392578125,null,null,0,-127.98544269919103,{"$f":"AVERAGE(D$79:D281)","v":0},{"$f":"AVERAGE(M$79:M281)","v":512.90705309979876},-20.205450345498665,{"$f":"AVERAGE(P$79:P281)","v":312.6518720284364},633,null,null,null,null,null,null,0,633,-3309.5590137368799,null,null,null,null,null,null,null,null,null,null,null,null,null,40098.107060184811,{"$f":"LOOKUP($AO281,Data!$A$6:$A$1806,Data!$B$6:$B$1806)","v":60.022998809814453},{"$f":"LOOKUP($AO281,Data!$A$6:$A$1806,Data!$C$6:$C$1806)","v":0},{"$f":"LOOKUP($AO281,Data!$A$6:$A$1806,Data!$D$6:$D$1806)","v":0},{"$f":"IF($AS$1=\"+\",LOOKUP($AO281,Data!$A$6:$A$1806,Data!$E$6:$E$1806)*-1,LOOKUP($AO281,Data!$A$6:$A$1806,Data!$E$6:$E$1806))","v":-230.73442077636719},{"$f":"LOOKUP($AO281,Data!$A$6:$A$1806,Data!$F$6:$F$1806)","v":0},{"$f":"LOOKUP($AO281,Data!$A$6:$A$1806,Data!$G$6:$G$1806)","v":0},{"$f":"LOOKUP($AO281,Data!$A$6:$A$1806,Data!$H$6:$H$1806)","v":0},{"$f":"LOOKUP($AO281,Data!$A$6:$A$1806,Data!$I$6:$I$1806)","v":0},{"$f":"LOOKUP($AO281,Data!$A$6:$A$1806,Data!$J$6:$J$1806)","v":-653},{"$f":"LOOKUP($AO281,Data!$A$6:$A$1806,Data!$K$6:$K$1806)","v":7719.12},-91.9952392578125]
[null,40098.107083332958,{"$f":"LOOKUP(B282,Data!$A$6:$A$1806,Data!B$6:B$1806)","v":60.022998809814453},{"$f":"LOOKUP(B282,Data!$A$6:$A$1806,Data!C$6:C$1806)","v":0},null,null,null,-91.9952392578125,-91.9952392578125,null,null,0,-127.98544269919103,{"$f":"AVERAGE(D$79:D282)","v":0},{"$f":"AVERAGE(M$79:M282)","v":509.76542321843118},-20.205450345498665,{"$f":"AVERAGE(P$79:P282)","v":311.01218078521504},633,null,null,null,null,null,null,0,633,-3309.5590137368799,null,null,null,null,null,null,null,null,null,null,null,null,null,40098.107083332958,{"$f":"LOOKUP($AO282,Data!$A$6:$A$1806,Data!$B$6:$B$1806)","v":60.022998809814453},{"$f":"LOOKUP($AO282,Data!$A$6:$A$1806,Data!$C$6:$C$1806)","v":0},{"$f":"LOOKUP($AO282,Data!$A$6:$A$1806,Data!$D$6:$D$1806)","v":0},{"$f":"IF($AS$1=\"+\",LOOKUP($AO282,Data!$A$6:$A$1806,Data!$E$6:$E$1806)*-1,LOOKUP($AO282,Data!$A$6:$A$1806,Data!$E$6:$E$1806))","v":-230.73442077636719},{"$f":"LOOKUP($AO282,Data!$A$6:$A$1806,Data!$F$6:$F$1806)","v":0},{"$f":"LOOKUP($AO282,Data!$A$6:$A$1806,Data!$G$6:$G$1806)","v":0},{"$f":"LOOKUP($AO282,Data!$A$6:$A$1806,Data!$H$6:$H$1806)","v":0},{"$f":"LOOKUP($AO282,Data!$A$6:$A$1806,Data!$I$6:$I$1806)","v":0},{"$f":"LOOKUP($AO282,Data!$A$6:$A$1806,Data!$J$6:$J$1806)","v":-653},{"$f":"LOOKUP($AO282,Data!$A$6:$A$1806,Data!$K$6:$K$1806)","v":7719.45},-91.9952392578125]
[null,40098.107106481104,{"$f":"LOOKUP(B283,Data!$A$6:$A$1806,Data!B$6:B$1806)","v":60.021999359130859},{"$f":"LOOKUP(B283,Data!$A$6:$A$1806,Data!C$6:C$1806)","v":0},null,null,null,-87.9974365234375,-87.9974365234375,null,null,0,-123.98763996481603,{"$f":"AVERAGE(D$79:D283)","v":0},{"$f":"AVERAGE(M$79:M283)","v":506.67394486143974},-20.205450345498665,{"$f":"AVERAGE(P$79:P283)","v":309.38856494633893},633,null,null,null,null,null,null,0,633,-3145.206283317933,null,null,null,null,null,null,null,null,null,null,null,null,null,40098.107106481104,{"$f":"LOOKUP($AO283,Data!$A$6:$A$1806,Data!$B$6:$B$1806)","v":60.021999359130859},{"$f":"LOOKUP($AO283,Data!$A$6:$A$1806,Data!$C$6:$C$1806)","v":0},{"$f":"LOOKUP($AO283,Data!$A$6:$A$1806,Data!$D$6:$D$1806)","v":0},{"$f":"IF($AS$1=\"+\",LOOKUP($AO283,Data!$A$6:$A$1806,Data!$E$6:$E$1806)*-1,LOOKUP($AO283,Data!$A$6:$A$1806,Data!$E$6:$E$1806))","v":-230.73442077636719},{"$f":"LOOKUP($AO283,Data!$A$6:$A$1806,Data!$F$6:$F$1806)","v":0},{"$f":"LOOKUP($AO283,Data!$A$6:$A$1806,Data!$G$6:$G$1806)","v":0},{"$f":"LOOKUP($AO283,Data!$A$6:$A$1806,Data!$H$6:$H$1806)","v":0},{"$f":"LOOKUP($AO283,Data!$A$6:$A$1806,Data!$I$6:$I$1806)","v":0},{"$f":"LOOKUP($AO283,Data!$A$6:$A$1806,Data!$J$6:$J$1806)","v":-653},{"$f":"LOOKUP($AO283,Data!$A$6:$A$1806,Data!$K$6:$K$1806)","v":7719.78},-87.9974365234375]
[null,40098.10712962925,{"$f":"LOOKUP(B284,Data!$A$6:$A$1806,Data!B$6:B$1806)","v":60.019001007080078},{"$f":"LOOKUP(B284,Data!$A$6:$A$1806,Data!C$6:C$1806)","v":0},null,null,null,-76.0040283203125,-76.0040283203125,null,null,0,-111.99423176169103,{"$f":"AVERAGE(D$79:D284)","v":0},{"$f":"AVERAGE(M$79:M284)","v":503.67070128559925},-20.205450345498665,{"$f":"AVERAGE(P$79:P284)","v":307.7807892619885},633,null,null,null,null,null,null,0,633,-2737.3898669965974,null,null,null,null,null,null,null,null,null,null,null,null,null,40098.10712962925,{"$f":"LOOKUP($AO284,Data!$A$6:$A$1806,Data!$B$6:$B$1806)","v":60.019001007080078},{"$f":"LOOKUP($AO284,Data!$A$6:$A$1806,Data!$C$6:$C$1806)","v":0},{"$f":"LOOKUP($AO284,Data!$A$6:$A$1806,Data!$D$6:$D$1806)","v":0},{"$f":"IF($AS$1=\"+\",LOOKUP($AO284,Data!$A$6:$A$1806,Data!$E$6:$E$1806)*-1,LOOKUP($AO284,Data!$A$6:$A$1806,Data!$E$6:$E$1806))","v":-230.73442077636719},{"$f":"LOOKUP($AO284,Data!$A$6:$A$1806,Data!$F$6:$F$1806)","v":0},{"$f":"LOOKUP($AO284,Data!$A$6:$A$1806,Data!$G$6:$G$1806)","v":0},{"$f":"LOOKUP($AO284,Data!$A$6:$A$1806,Data!$H$6:$H$1806)","v":0},{"$f":"LOOKUP($AO284,Data!$A$6:$A$1806,Data!$I$6:$I$1806)","v":0},{"$f":"LOOKUP($AO284,Data!$A$6:$A$1806,Data!$J$6:$J$1806)","v":-653},{"$f":"LOOKUP($AO284,Data!$A$6:$A$1806,Data!$K$6:$K$1806)","v":7720.11},-76.0040283203125]
[null,40098.107152777397,{"$f":"LOOKUP(B285,Data!$A$6:$A$1806,Data!B$6:B$1806)","v":60.015998840332031},{"$f":"LOOKUP(B285,Data!$A$6:$A$1806,Data!C$6:C$1806)","v":0},null,null,null,-63.995361328125,-63.995361328125,null,null,0,-99.985564769503526,{"$f":"AVERAGE(D$79:D285)","v":0},{"$f":"AVERAGE(M$79:M285)","v":500.7544874399224},-20.205450345498665,{"$f":"AVERAGE(P$79:P285)","v":306.18862305030171},633,null,null,null,null,null,null,0,633,-2422.8380865470608,null,null,null,null,null,null,null,null,null,null,null,null,null,40098.107152777397,{"$f":"LOOKUP($AO285,Data!$A$6:$A$1806,Data!$B$6:$B$1806)","v":60.015998840332031},{"$f":"LOOKUP($AO285,Data!$A$6:$A$1806,Data!$C$6:$C$1806)","v":0},{"$f":"LOOKUP($AO285,Data!$A$6:$A$1806,Data!$D$6:$D$1806)","v":0},{"$f":"IF($AS$1=\"+\",LOOKUP($AO285,Data!$A$6:$A$1806,Data!$E$6:$E$1806)*-1,LOOKUP($AO285,Data!$A$6:$A$1806,Data!$E$6:$E$1806))","v":-234.84710693359375},{"$f":"LOOKUP($AO285,Data!$A$6:$A$1806,Data!$F$6:$F$1806)","v":0},{"$f":"LOOKUP($AO285,Data!$A$6:$A$1806,Data!$G$6:$G$1806)","v":0},{"$f":"LOOKUP($AO285,Data!$A$6:$A$1806,Data!$H$6:$H$1806)","v":0},{"$f":"LOOKUP($AO285,Data!$A$6:$A$1806,Data!$I$6:$I$1806)","v":0},{"$f":"LOOKUP($AO285,Data!$A$6:$A$1806,Data!$J$6:$J$1806)","v":-653},{"$f":"LOOKUP($AO285,Data!$A$6:$A$1806,Data!$K$6:$K$1806)","v":7720.44},-63.995361328125]
[null,40098.107175925543,{"$f":"LOOKUP(B286,Data!$A$6:$A$1806,Data!B$6:B$1806)","v":60.018001556396484},{"$f":"LOOKUP(B286,Data!$A$6:$A$1806,Data!C$6:C$1806)","v":0},null,null,null,-72.0062255859375,-72.0062255859375,null,null,0,-107.99642902731603,{"$f":"AVERAGE(D$79:D286)","v":0},{"$f":"AVERAGE(M$79:M286)","v":497.82780034152222},-20.205450345498665,{"$f":"AVERAGE(P$79:P286)","v":304.61184008703697},633,null,null,null,null,null,null,0,633,-2623.97900021743,null,null,null,null,null,null,null,null,null,null,null,null,null,40098.107175925543,{"$f":"LOOKUP($AO286,Data!$A$6:$A$1806,Data!$B$6:$B$1806)","v":60.018001556396484},{"$f":"LOOKUP($AO286,Data!$A$6:$A$1806,Data!$C$6:$C$1806)","v":0},{"$f":"LOOKUP($AO286,Data!$A$6:$A$1806,Data!$D$6:$D$1806)","v":0},{"$f":"IF($AS$1=\"+\",LOOKUP($AO286,Data!$A$6:$A$1806,Data!$E$6:$E$1806)*-1,LOOKUP($AO286,Data!$A$6:$A$1806,Data!$E$6:$E$1806))","v":-234.84710693359375},{"$f":"LOOKUP($AO286,Data!$A$6:$A$1806,Data!$F$6:$F$1806)","v":0},{"$f":"LOOKUP($AO286,Data!$A$6:$A$1806,Data!$G$6:$G$1806)","v":0},{"$f":"LOOKUP($AO286,Data!$A$6:$A$1806,Data!$H$6:$H$1806)","v":0},{"$f":"LOOKUP($AO286,Data!$A$6:$A$1806,Data!$I$6:$I$1806)","v":0},{"$f":"LOOKUP($AO286,Data!$A$6:$A$1806,Data!$J$6:$J$1806)","v":-653},{"$f":"LOOKUP($AO286,Data!$A$6:$A$1806,Data!$K$6:$K$1806)","v":7720.77},-72.0062255859375]
[null,40098.107199073689,{"$f":"LOOKUP(B287,Data!$A$6:$A$1806,Data!B$6:B$1806)","v":60.018001556396484},{"$f":"LOOKUP(B287,Data!$A$6:$A$1806,Data!C$6:C$1806)","v":0},null,null,null,-72.0062255859375,-72.0062255859375,null,null,0,-107.99642902731603,{"$f":"AVERAGE(D$79:D287)","v":0},{"$f":"AVERAGE(M$79:M287)","v":494.9291198182263},-20.205450345498665,{"$f":"AVERAGE(P$79:P287)","v":303.05021849841899},633,null,null,null,null,null,null,0,633,-2623.97900021743,null,null,null,null,null,null,null,null,null,null,null,null,null,40098.107199073689,{"$f":"LOOKUP($AO287,Data!$A$6:$A$1806,Data!$B$6:$B$1806)","v":60.018001556396484},{"$f":"LOOKUP($AO287,Data!$A$6:$A$1806,Data!$C$6:$C$1806)","v":0},{"$f":"LOOKUP($AO287,Data!$A$6:$A$1806,Data!$D$6:$D$1806)","v":0},{"$f":"IF($AS$1=\"+\",LOOKUP($AO287,Data!$A$6:$A$1806,Data!$E$6:$E$1806)*-1,LOOKUP($AO287,Data!$A$6:$A$1806,Data!$E$6:$E$1806))","v":-234.84710693359375},{"$f":"LOOKUP($AO287,Data!$A$6:$A$1806,Data!$F$6:$F$1806)","v":0},{"$f":"LOOKUP($AO287,Data!$A$6:$A$1806,Data!$G$6:$G$1806)","v":0},{"$f":"LOOKUP($AO287,Data!$A$6:$A$1806,Data!$H$6:$H$1806)","v":0},{"$f":"LOOKUP($AO287,Data!$A$6:$A$1806,Data!$I$6:$I$1806)","v":0},{"$f":"LOOKUP($AO287,Data!$A$6:$A$1806,Data!$J$6:$J$1806)","v":-653},{"$f":"LOOKUP($AO287,Data!$A$6:$A$1806,Data!$K$6:$K$1806)","v":7721.1},-72.0062255859375]
[null,40098.107222221835,{"$f":"LOOKUP(B288,Data!$A$6:$A$1806,Data!B$6:B$1806)","v":60.018001556396484},{"$f":"LOOKUP(B288,Data!$A$6:$A$1806,Data!C$6:C$1806)","v":0},null,null,null,-72.0062255859375,-72.0062255859375,null,null,0,-107.99642902731603,{"$f":"AVERAGE(D$79:D288)","v":0},{"$f":"AVERAGE(M$79:M288)","v":492.05804577610468},-20.205450345498665,{"$f":"AVERAGE(P$79:P288)","v":301.50354065706051},633,null,null,null,null,null,null,0,633,-2623.97900021743,null,null,null,null,null,null,null,null,null,null,null,null,null,40098.107222221835,{"$f":"LOOKUP($AO288,Data!$A$6:$A$1806,Data!$B$6:$B$1806)","v":60.018001556396484},{"$f":"LOOKUP($AO288,Data!$A$6:$A$1806,Data!$C$6:$C$1806)","v":0},{"$f":"LOOKUP($AO288,Data!$A$6:$A$1806,Data!$D$6:$D$1806)","v":0},{"$f":"IF($AS$1=\"+\",LOOKUP($AO288,Data!$A$6:$A$1806,Data!$E$6:$E$1806)*-1,LOOKUP($AO288,Data!$A$6:$A$1806,Data!$E$6:$E$1806))","v":-234.84710693359375},{"$f":"LOOKUP($AO288,Data!$A$6:$A$1806,Data!$F$6:$F$1806)","v":0},{"$f":"LOOKUP($AO288,Data!$A$6:$A$1806,Data!$G$6:$G$1806)","v":0},{"$f":"LOOKUP($AO288,Data!$A$6:$A$1806,Data!$H$6:$H$1806)","v":0},{"$f":"LOOKUP($AO288,Data!$A$6:$A$1806,Data!$I$6:$I$1806)","v":0},{"$f":"LOOKUP($AO288,Data!$A$6:$A$1806,Data!$J$6:$J$1806)","v":-653},{"$f":"LOOKUP($AO288,Data!$A$6:$A$1806,Data!$K$6:$K$1806)","v":7721.43},-72.0062255859375]
[null,40098.107245369982,{"$f":"LOOKUP(B289,Data!$A$6:$A$1806,Data!B$6:B$1806)","v":60.019001007080078},{"$f":"LOOKUP(B289,Data!$A$6:$A$1806,Data!C$6:C$1806)","v":0},null,null,null,-76.0040283203125,-76.0040283203125,null,null,0,-111.99423176169103,{"$f":"AVERAGE(D$79:D289)","v":0},{"$f":"AVERAGE(M$79:M289)","v":489.19523877355584},-20.205450345498665,{"$f":"AVERAGE(P$79:P289)","v":299.97159308085782},633,null,null,null,null,null,null,0,633,-2737.3898669965974,null,null,null,null,null,null,null,null,null,null,null,null,null,40098.107245369982,{"$f":"LOOKUP($AO289,Data!$A$6:$A$1806,Data!$B$6:$B$1806)","v":60.019001007080078},{"$f":"LOOKUP($AO289,Data!$A$6:$A$1806,Data!$C$6:$C$1806)","v":0},{"$f":"LOOKUP($AO289,Data!$A$6:$A$1806,Data!$D$6:$D$1806)","v":0},{"$f":"IF($AS$1=\"+\",LOOKUP($AO289,Data!$A$6:$A$1806,Data!$E$6:$E$1806)*-1,LOOKUP($AO289,Data!$A$6:$A$1806,Data!$E$6:$E$1806))","v":-234.84710693359375},{"$f":"LOOKUP($AO289,Data!$A$6:$A$1806,Data!$F$6:$F$1806)","v":0},{"$f":"LOOKUP($AO289,Data!$A$6:$A$1806,Data!$G$6:$G$1806)","v":0},{"$f":"LOOKUP($AO289,Data!$A$6:$A$1806,Data!$H$6:$H$1806)","v":0},{"$f":"LOOKUP($AO289,Data!$A$6:$A$1806,Data!$I$6:$I$1806)","v":0},{"$f":"LOOKUP($AO289,Data!$A$6:$A$1806,Data!$J$6:$J$1806)","v":-653},{"$f":"LOOKUP($AO289,Data!$A$6:$A$1806,Data!$K$6:$K$1806)","v":7721.76},-76.0040283203125]
[null,40098.107268518128,{"$f":"LOOKUP(B290,Data!$A$6:$A$1806,Data!B$6:B$1806)","v":60.019001007080078},{"$f":"LOOKUP(B290,Data!$A$6:$A$1806,Data!C$6:C$1806)","v":0},null,null,null,-76.0040283203125,-76.0040283203125,null,null,0,-111.99423176169103,{"$f":"AVERAGE(D$79:D290)","v":0},{"$f":"AVERAGE(M$79:M290)","v":486.35943938423861},-20.205450345498665,{"$f":"AVERAGE(P$79:P290)","v":298.45416633476134},633,null,null,null,null,null,null,0,633,-2737.3898669965974,null,null,null,null,null,null,null,null,null,null,null,null,null,40098.107268518128,{"$f":"LOOKUP($AO290,Data!$A$6:$A$1806,Data!$B$6:$B$1806)","v":60.019001007080078},{"$f":"LOOKUP($AO290,Data!$A$6:$A$1806,Data!$C$6:$C$1806)","v":0},{"$f":"LOOKUP($AO290,Data!$A$6:$A$1806,Data!$D$6:$D$1806)","v":0},{"$f":"IF($AS$1=\"+\",LOOKUP($AO290,Data!$A$6:$A$1806,Data!$E$6:$E$1806)*-1,LOOKUP($AO290,Data!$A$6:$A$1806,Data!$E$6:$E$1806))","v":-228.96092224121094},{"$f":"LOOKUP($AO290,Data!$A$6:$A$1806,Data!$F$6:$F$1806)","v":0},{"$f":"LOOKUP($AO290,Data!$A$6:$A$1806,Data!$G$6:$G$1806)","v":0},{"$f":"LOOKUP($AO290,Data!$A$6:$A$1806,Data!$H$6:$H$1806)","v":0},{"$f":"LOOKUP($AO290,Data!$A$6:$A$1806,Data!$I$6:$I$1806)","v":0},{"$f":"LOOKUP($AO290,Data!$A$6:$A$1806,Data!$J$6:$J$1806)","v":-653},{"$f":"LOOKUP($AO290,Data!$A$6:$A$1806,Data!$K$6:$K$1806)","v":7722.09},-76.0040283203125]
[null,40098.107291666274,{"$f":"LOOKUP(B291,Data!$A$6:$A$1806,Data!B$6:B$1806)","v":60.015998840332031},{"$f":"LOOKUP(B291,Data!$A$6:$A$1806,Data!C$6:C$1806)","v":0},null,null,null,-63.995361328125,-63.995361328125,null,null,0,-99.985564769503526,{"$f":"AVERAGE(D$79:D291)","v":0},{"$f":"AVERAGE(M$79:M291)","v":483.60664593750744},-20.205450345498665,{"$f":"AVERAGE(P$79:P291)","v":296.95105493532617},633,null,null,null,null,null,null,0,633,-2422.8380865470608,null,null,null,null,null,null,null,null,null,null,null,null,null,40098.107291666274,{"$f":"LOOKUP($AO291,Data!$A$6:$A$1806,Data!$B$6:$B$1806)","v":60.015998840332031},{"$f":"LOOKUP($AO291,Data!$A$6:$A$1806,Data!$C$6:$C$1806)","v":0},{"$f":"LOOKUP($AO291,Data!$A$6:$A$1806,Data!$D$6:$D$1806)","v":0},{"$f":"IF($AS$1=\"+\",LOOKUP($AO291,Data!$A$6:$A$1806,Data!$E$6:$E$1806)*-1,LOOKUP($AO291,Data!$A$6:$A$1806,Data!$E$6:$E$1806))","v":-228.96092224121094},{"$f":"LOOKUP($AO291,Data!$A$6:$A$1806,Data!$F$6:$F$1806)","v":0},{"$f":"LOOKUP($AO291,Data!$A$6:$A$1806,Data!$G$6:$G$1806)","v":0},{"$f":"LOOKUP($AO291,Data!$A$6:$A$1806,Data!$H$6:$H$1806)","v":0},{"$f":"LOOKUP($AO291,Data!$A$6:$A$1806,Data!$I$6:$I$1806)","v":0},{"$f":"LOOKUP($AO291,Data!$A$6:$A$1806,Data!$J$6:$J$1806)","v":-653},{"$f":"LOOKUP($AO291,Data!$A$6:$A$1806,Data!$K$6:$K$1806)","v":7722.42},-63.995361328125]
[null,40098.107314814421,{"$f":"LOOKUP(B292,Data!$A$6:$A$1806,Data!B$6:B$1806)","v":60.014999389648438},{"$f":"LOOKUP(B292,Data!$A$6:$A$1806,Data!C$6:C$1806)","v":0},null,null,null,-59.99755859375,-59.99755859375,null,null,0,-95.987762035128526,{"$f":"AVERAGE(D$79:D292)","v":0},{"$f":"AVERAGE(M$79:M292)","v":480.89826085352314},-20.205450345498665,{"$f":"AVERAGE(P$79:P292)","v":295.46205725795141},633,null,null,null,null,null,null,0,633,-2333.5686817726369,null,null,null,null,null,null,null,null,null,null,null,null,null,40098.107314814421,{"$f":"LOOKUP($AO292,Data!$A$6:$A$1806,Data!$B$6:$B$1806)","v":60.014999389648438},{"$f":"LOOKUP($AO292,Data!$A$6:$A$1806,Data!$C$6:$C$1806)","v":0},{"$f":"LOOKUP($AO292,Data!$A$6:$A$1806,Data!$D$6:$D$1806)","v":0},{"$f":"IF($AS$1=\"+\",LOOKUP($AO292,Data!$A$6:$A$1806,Data!$E$6:$E$1806)*-1,LOOKUP($AO292,Data!$A$6:$A$1806,Data!$E$6:$E$1806))","v":-228.96092224121094},{"$f":"LOOKUP($AO292,Data!$A$6:$A$1806,Data!$F$6:$F$1806)","v":0},{"$f":"LOOKUP($AO292,Data!$A$6:$A$1806,Data!$G$6:$G$1806)","v":0},{"$f":"LOOKUP($AO292,Data!$A$6:$A$1806,Data!$H$6:$H$1806)","v":0},{"$f":"LOOKUP($AO292,Data!$A$6:$A$1806,Data!$I$6:$I$1806)","v":0},{"$f":"LOOKUP($AO292,Data!$A$6:$A$1806,Data!$J$6:$J$1806)","v":-653},{"$f":"LOOKUP($AO292,Data!$A$6:$A$1806,Data!$K$6:$K$1806)","v":7722.75},-59.99755859375]
[null,40098.107337962567,{"$f":"LOOKUP(B293,Data!$A$6:$A$1806,Data!B$6:B$1806)","v":60.015998840332031},{"$f":"LOOKUP(B293,Data!$A$6:$A$1806,Data!C$6:C$1806)","v":0},null,null,null,-63.995361328125,-63.995361328125,null,null,0,-99.985564769503526,{"$f":"AVERAGE(D$79:D293)","v":0},{"$f":"AVERAGE(M$79:M293)","v":478.19647561806715},-20.205450345498665,{"$f":"AVERAGE(P$79:P293)","v":293.98697544672029},633,null,null,null,null,null,null,0,633,-2422.8380865470608,null,null,null,null,null,null,null,null,null,null,null,null,null,40098.107337962567,{"$f":"LOOKUP($AO293,Data!$A$6:$A$1806,Data!$B$6:$B$1806)","v":60.015998840332031},{"$f":"LOOKUP($AO293,Data!$A$6:$A$1806,Data!$C$6:$C$1806)","v":0},{"$f":"LOOKUP($AO293,Data!$A$6:$A$1806,Data!$D$6:$D$1806)","v":0},{"$f":"IF($AS$1=\"+\",LOOKUP($AO293,Data!$A$6:$A$1806,Data!$E$6:$E$1806)*-1,LOOKUP($AO293,Data!$A$6:$A$1806,Data!$E$6:$E$1806))","v":-228.96092224121094},{"$f":"LOOKUP($AO293,Data!$A$6:$A$1806,Data!$F$6:$F$1806)","v":0},{"$f":"LOOKUP($AO293,Data!$A$6:$A$1806,Data!$G$6:$G$1806)","v":0},{"$f":"LOOKUP($AO293,Data!$A$6:$A$1806,Data!$H$6:$H$1806)","v":0},{"$f":"LOOKUP($AO293,Data!$A$6:$A$1806,Data!$I$6:$I$1806)","v":0},{"$f":"LOOKUP($AO293,Data!$A$6:$A$1806,Data!$J$6:$J$1806)","v":-653},{"$f":"LOOKUP($AO293,Data!$A$6:$A$1806,Data!$K$6:$K$1806)","v":7723.08},-63.995361328125]
[null,40098.107361110713,{"$f":"LOOKUP(B294,Data!$A$6:$A$1806,Data!B$6:B$1806)","v":60.013999938964844},{"$f":"LOOKUP(B294,Data!$A$6:$A$1806,Data!C$6:C$1806)","v":0},null,null,null,-55.999755859375,-55.999755859375,null,null,0,-91.989959300753526,{"$f":"AVERAGE(D$79:D294)","v":0},{"$f":"AVERAGE(M$79:M294)","v":475.55672360455407},-20.205450345498665,{"$f":"AVERAGE(P$79:P294)","v":292.52561532675651},633,null,null,null,null,null,null,0,633,-2250.6437719342862,null,null,null,null,null,null,null,null,null,null,null,null,null,40098.107361110713,{"$f":"LOOKUP($AO294,Data!$A$6:$A$1806,Data!$B$6:$B$1806)","v":60.013999938964844},{"$f":"LOOKUP($AO294,Data!$A$6:$A$1806,Data!$C$6:$C$1806)","v":0},{"$f":"LOOKUP($AO294,Data!$A$6:$A$1806,Data!$D$6:$D$1806)","v":0},{"$f":"IF($AS$1=\"+\",LOOKUP($AO294,Data!$A$6:$A$1806,Data!$E$6:$E$1806)*-1,LOOKUP($AO294,Data!$A$6:$A$1806,Data!$E$6:$E$1806))","v":-228.96092224121094},{"$f":"LOOKUP($AO294,Data!$A$6:$A$1806,Data!$F$6:$F$1806)","v":0},{"$f":"LOOKUP($AO294,Data!$A$6:$A$1806,Data!$G$6:$G$1806)","v":0},{"$f":"LOOKUP($AO294,Data!$A$6:$A$1806,Data!$H$6:$H$1806)","v":0},{"$f":"LOOKUP($AO294,Data!$A$6:$A$1806,Data!$I$6:$I$1806)","v":0},{"$f":"LOOKUP($AO294,Data!$A$6:$A$1806,Data!$J$6:$J$1806)","v":-653},{"$f":"LOOKUP($AO294,Data!$A$6:$A$1806,Data!$K$6:$K$1806)","v":7723.41},-55.999755859375]
[null,40098.107384258859,{"$f":"LOOKUP(B295,Data!$A$6:$A$1806,Data!B$6:B$1806)","v":60.01300048828125},{"$f":"LOOKUP(B295,Data!$A$6:$A$1806,Data!C$6:C$1806)","v":0},null,null,null,-52.001953125,-52.001953125,null,null,0,-87.992156566378526,{"$f":"AVERAGE(D$79:D295)","v":0},{"$f":"AVERAGE(M$79:M295)","v":472.95972415676175},-20.205450345498665,{"$f":"AVERAGE(P$79:P295)","v":291.07778631901459},633,null,null,null,null,null,null,0,633,-2173.4101999050408,null,null,null,null,null,null,null,null,null,null,null,null,null,40098.107384258859,{"$f":"LOOKUP($AO295,Data!$A$6:$A$1806,Data!$B$6:$B$1806)","v":60.01300048828125},{"$f":"LOOKUP($AO295,Data!$A$6:$A$1806,Data!$C$6:$C$1806)","v":0},{"$f":"LOOKUP($AO295,Data!$A$6:$A$1806,Data!$D$6:$D$1806)","v":0},{"$f":"IF($AS$1=\"+\",LOOKUP($AO295,Data!$A$6:$A$1806,Data!$E$6:$E$1806)*-1,LOOKUP($AO295,Data!$A$6:$A$1806,Data!$E$6:$E$1806))","v":-231.17791748046875},{"$f":"LOOKUP($AO295,Data!$A$6:$A$1806,Data!$F$6:$F$1806)","v":0},{"$f":"LOOKUP($AO295,Data!$A$6:$A$1806,Data!$G$6:$G$1806)","v":0},{"$f":"LOOKUP($AO295,Data!$A$6:$A$1806,Data!$H$6:$H$1806)","v":0},{"$f":"LOOKUP($AO295,Data!$A$6:$A$1806,Data!$I$6:$I$1806)","v":0},{"$f":"LOOKUP($AO295,Data!$A$6:$A$1806,Data!$J$6:$J$1806)","v":-653},{"$f":"LOOKUP($AO295,Data!$A$6:$A$1806,Data!$K$6:$K$1806)","v":7723.74},-52.001953125]
[null,40098.107407407006,{"$f":"LOOKUP(B296,Data!$A$6:$A$1806,Data!B$6:B$1806)","v":60.012001037597656},{"$f":"LOOKUP(B296,Data!$A$6:$A$1806,Data!C$6:C$1806)","v":0},null,null,null,-48.004150390625,-48.004150390625,null,null,0,-83.994353832003526,{"$f":"AVERAGE(D$79:D296)","v":0},{"$f":"AVERAGE(M$79:M296)","v":470.40488893662979},-20.205450345498665,{"$f":"AVERAGE(P$79:P296)","v":289.64330135742694},633,null,null,null,null,null,null,0,633,-2101.3014895132569,null,null,null,null,null,null,null,null,null,null,null,null,null,40098.107407407006,{"$f":"LOOKUP($AO296,Data!$A$6:$A$1806,Data!$B$6:$B$1806)","v":60.012001037597656},{"$f":"LOOKUP($AO296,Data!$A$6:$A$1806,Data!$C$6:$C$1806)","v":0},{"$f":"LOOKUP($AO296,Data!$A$6:$A$1806,Data!$D$6:$D$1806)","v":0},{"$f":"IF($AS$1=\"+\",LOOKUP($AO296,Data!$A$6:$A$1806,Data!$E$6:$E$1806)*-1,LOOKUP($AO296,Data!$A$6:$A$1806,Data!$E$6:$E$1806))","v":-231.17791748046875},{"$f":"LOOKUP($AO296,Data!$A$6:$A$1806,Data!$F$6:$F$1806)","v":0},{"$f":"LOOKUP($AO296,Data!$A$6:$A$1806,Data!$G$6:$G$1806)","v":0},{"$f":"LOOKUP($AO296,Data!$A$6:$A$1806,Data!$H$6:$H$1806)","v":0},{"$f":"LOOKUP($AO296,Data!$A$6:$A$1806,Data!$I$6:$I$1806)","v":0},{"$f":"LOOKUP($AO296,Data!$A$6:$A$1806,Data!$J$6:$J$1806)","v":-653},{"$f":"LOOKUP($AO296,Data!$A$6:$A$1806,Data!$K$6:$K$1806)","v":7724.07},-48.004150390625]
[null,40098.107430555152,{"$f":"LOOKUP(B297,Data!$A$6:$A$1806,Data!B$6:B$1806)","v":60.012001037597656},{"$f":"LOOKUP(B297,Data!$A$6:$A$1806,Data!C$6:C$1806)","v":0},null,null,null,-48.004150390625,-48.004150390625,null,null,0,-83.994353832003526,{"$f":"AVERAGE(D$79:D297)","v":0},{"$f":"AVERAGE(M$79:M297)","v":467.87338554499217},-20.205450345498665,{"$f":"AVERAGE(P$79:P297)","v":288.22197680833096},633,null,null,null,null,null,null,0,633,-2101.3014895132569,null,null,null,null,null,null,null,null,null,null,null,null,null,40098.107430555152,{"$f":"LOOKUP($AO297,Data!$A$6:$A$1806,Data!$B$6:$B$1806)","v":60.012001037597656},{"$f":"LOOKUP($AO297,Data!$A$6:$A$1806,Data!$C$6:$C$1806)","v":0},{"$f":"LOOKUP($AO297,Data!$A$6:$A$1806,Data!$D$6:$D$1806)","v":0},{"$f":"IF($AS$1=\"+\",LOOKUP($AO297,Data!$A$6:$A$1806,Data!$E$6:$E$1806)*-1,LOOKUP($AO297,Data!$A$6:$A$1806,Data!$E$6:$E$1806))","v":-231.17791748046875},{"$f":"LOOKUP($AO297,Data!$A$6:$A$1806,Data!$F$6:$F$1806)","v":0},{"$f":"LOOKUP($AO297,Data!$A$6:$A$1806,Data!$G$6:$G$1806)","v":0},{"$f":"LOOKUP($AO297,Data!$A$6:$A$1806,Data!$H$6:$H$1806)","v":0},{"$f":"LOOKUP($AO297,Data!$A$6:$A$1806,Data!$I$6:$I$1806)","v":0},{"$f":"LOOKUP($AO297,Data!$A$6:$A$1806,Data!$J$6:$J$1806)","v":-653},{"$f":"LOOKUP($AO297,Data!$A$6:$A$1806,Data!$K$6:$K$1806)","v":7724.4},-48.004150390625]
[null,40098.107453703298,{"$f":"LOOKUP(B298,Data!$A$6:$A$1806,Data!B$6:B$1806)","v":60.009998321533203},{"$f":"LOOKUP(B298,Data!$A$6:$A$1806,Data!C$6:C$1806)","v":0},null,null,null,-39.9932861328125,-39.9932861328125,null,null,0,-75.983489574191026,{"$f":"AVERAGE(D$79:D298)","v":0},{"$f":"AVERAGE(M$79:M298)","v":465.40130883990497},-20.205450345498665,{"$f":"AVERAGE(P$79:P298)","v":286.81363239210339},633,null,null,null,null,null,null,0,633,-1970.3112667903524,null,null,null,null,null,null,null,null,null,null,null,null,null,40098.107453703298,{"$f":"LOOKUP($AO298,Data!$A$6:$A$1806,Data!$B$6:$B$1806)","v":60.009998321533203},{"$f":"LOOKUP($AO298,Data!$A$6:$A$1806,Data!$C$6:$C$1806)","v":0},{"$f":"LOOKUP($AO298,Data!$A$6:$A$1806,Data!$D$6:$D$1806)","v":0},{"$f":"IF($AS$1=\"+\",LOOKUP($AO298,Data!$A$6:$A$1806,Data!$E$6:$E$1806)*-1,LOOKUP($AO298,Data!$A$6:$A$1806,Data!$E$6:$E$1806))","v":-231.17791748046875},{"$f":"LOOKUP($AO298,Data!$A$6:$A$1806,Data!$F$6:$F$1806)","v":0},{"$f":"LOOKUP($AO298,Data!$A$6:$A$1806,Data!$G$6:$G$1806)","v":0},{"$f":"LOOKUP($AO298,Data!$A$6:$A$1806,Data!$H$6:$H$1806)","v":0},{"$f":"LOOKUP($AO298,Data!$A$6:$A$1806,Data!$I$6:$I$1806)","v":0},{"$f":"LOOKUP($AO298,Data!$A$6:$A$1806,Data!$J$6:$J$1806)","v":-653},{"$f":"LOOKUP($AO298,Data!$A$6:$A$1806,Data!$K$6:$K$1806)","v":7724.73},-39.9932861328125]
[null,40098.107476851445,{"$f":"LOOKUP(B299,Data!$A$6:$A$1806,Data!B$6:B$1806)","v":60.006999969482422},{"$f":"LOOKUP(B299,Data!$A$6:$A$1806,Data!C$6:C$1806)","v":0},null,null,null,-27.9998779296875,{"$f":"L$13*H299+(1-L$13)*I298","v":-27.9998779296875},null,null,0,-63.990081371066026,{"$f":"AVERAGE(D$79:D299)","v":0},{"$f":"AVERAGE(M$79:M299)","v":463.00587268510418},-20.205450345498665,{"$f":"AVERAGE(P$79:P299)","v":285.41809110693248},633,null,null,null,null,null,null,0,{"$f":"SUM(R299:Y299)","v":633},-1802.1221182954807,null,null,null,null,null,null,null,null,null,null,null,null,null,40098.107476851445,{"$f":"LOOKUP($AO299,Data!$A$6:$A$1806,Data!$B$6:$B$1806)","v":60.006999969482422},{"$f":"LOOKUP($AO299,Data!$A$6:$A$1806,Data!$C$6:$C$1806)","v":0},{"$f":"LOOKUP($AO299,Data!$A$6:$A$1806,Data!$D$6:$D$1806)","v":0},{"$f":"IF($AS$1=\"+\",LOOKUP($AO299,Data!$A$6:$A$1806,Data!$E$6:$E$1806)*-1,LOOKUP($AO299,Data!$A$6:$A$1806,Data!$E$6:$E$1806))","v":-231.17791748046875},{"$f":"LOOKUP($AO299,Data!$A$6:$A$1806,Data!$F$6:$F$1806)","v":0},{"$f":"LOOKUP($AO299,Data!$A$6:$A$1806,Data!$G$6:$G$1806)","v":0},{"$f":"LOOKUP($AO299,Data!$A$6:$A$1806,Data!$H$6:$H$1806)","v":0},{"$f":"LOOKUP($AO299,Data!$A$6:$A$1806,Data!$I$6:$I$1806)","v":0},{"$f":"LOOKUP($AO299,Data!$A$6:$A$1806,Data!$J$6:$J$1806)","v":-653},{"$f":"LOOKUP($AO299,Data!$A$6:$A$1806,Data!$K$6:$K$1806)","v":7725.06},-27.9998779296875]
[null,40098.107499999591,{"$f":"LOOKUP(B300,Data!$A$6:$A$1806,Data!B$6:B$1806)","v":60.006999969482422},{"$f":"LOOKUP(B300,Data!$A$6:$A$1806,Data!C$6:C$1806)","v":0},null,null,null,{"$f":"(IF((C300-L$2)>0,((C300-L$2-L$5)/((L$4*L$2)-L$5)*L$3*-1),((C300-L$2+L$5)/((L$4*L$2)-L$5)*L$3*-1)))","v":-27.9998779296875},-27.9998779296875,null,null,0,-63.990081371066026,{"$f":"AVERAGE(D$79:D300)","v":0},{"$f":"AVERAGE(M$79:M300)","v":460.63201703620246},-20.205450345498665,{"$f":"AVERAGE(P$79:P300)","v":284.03517915465903},633,null,null,null,null,null,null,0,633,-1802.1221182954807,null,null,null,null,null,null,null,null,null,null,null,null,null,40098.107499999591,{"$f":"LOOKUP($AO300,Data!$A$6:$A$1806,Data!$B$6:$B$1806)","v":60.006999969482422},{"$f":"LOOKUP($AO300,Data!$A$6:$A$1806,Data!$C$6:$C$1806)","v":0},{"$f":"LOOKUP($AO300,Data!$A$6:$A$1806,Data!$D$6:$D$1806)","v":0},{"$f":"IF($AS$1=\"+\",LOOKUP($AO300,Data!$A$6:$A$1806,Data!$E$6:$E$1806)*-1,LOOKUP($AO300,Data!$A$6:$A$1806,Data!$E$6:$E$1806))","v":-236.48928833007812},{"$f":"LOOKUP($AO300,Data!$A$6:$A$1806,Data!$F$6:$F$1806)","v":0},{"$f":"LOOKUP($AO300,Data!$A$6:$A$1806,Data!$G$6:$G$1806)","v":0},{"$f":"LOOKUP($AO300,Data!$A$6:$A$1806,Data!$H$6:$H$1806)","v":0},{"$f":"LOOKUP($AO300,Data!$A$6:$A$1806,Data!$I$6:$I$1806)","v":0},{"$f":"LOOKUP($AO300,Data!$A$6:$A$1806,Data!$J$6:$J$1806)","v":-653},{"$f":"LOOKUP($AO300,Data!$A$6:$A$1806,Data!$K$6:$K$1806)","v":7725.39},{"$f":"(IF((AP300-$L$2)>0,((AP300-$L$2-$L$5)/(($L$4*$L$2)-$L$5)*$L$3*-1),((AP300-$L$2+$L$5)/(($L$4*$L$2)-$L$5)*$L$3*-1)))","v":-27.9998779296875}]
[null,40098.107523147737,{"$f":"LOOKUP(B301,Data!$A$6:$A$1806,Data!B$6:B$1806)","v":60.008998870849609},{"$f":"LOOKUP(B301,Data!$A$6:$A$1806,Data!C$6:C$1806)","v":0},null,null,null,-35.9954833984375,-35.9954833984375,null,null,0,-71.985686839816026,{"$f":"AVERAGE(D$79:D301)","v":0},{"$f":"AVERAGE(M$79:M301)","v":458.24359683944903},-20.205450345498665,{"$f":"AVERAGE(P$79:P301)","v":282.66472586862227},633,null,null,null,null,null,null,0,633,-1910.8652761583971,null,null,null,null,null,null,null,null,null,null,null,null,null,40098.107523147737,{"$f":"LOOKUP($AO301,Data!$A$6:$A$1806,Data!$B$6:$B$1806)","v":60.008998870849609},{"$f":"LOOKUP($AO301,Data!$A$6:$A$1806,Data!$C$6:$C$1806)","v":0},{"$f":"LOOKUP($AO301,Data!$A$6:$A$1806,Data!$D$6:$D$1806)","v":0},{"$f":"IF($AS$1=\"+\",LOOKUP($AO301,Data!$A$6:$A$1806,Data!$E$6:$E$1806)*-1,LOOKUP($AO301,Data!$A$6:$A$1806,Data!$E$6:$E$1806))","v":-236.48928833007812},{"$f":"LOOKUP($AO301,Data!$A$6:$A$1806,Data!$F$6:$F$1806)","v":0},{"$f":"LOOKUP($AO301,Data!$A$6:$A$1806,Data!$G$6:$G$1806)","v":0},{"$f":"LOOKUP($AO301,Data!$A$6:$A$1806,Data!$H$6:$H$1806)","v":0},{"$f":"LOOKUP($AO301,Data!$A$6:$A$1806,Data!$I$6:$I$1806)","v":0},{"$f":"LOOKUP($AO301,Data!$A$6:$A$1806,Data!$J$6:$J$1806)","v":-653},{"$f":"LOOKUP($AO301,Data!$A$6:$A$1806,Data!$K$6:$K$1806)","v":7725.72},-35.9954833984375]
[null,{"$f":"B301+TIME(0,0,$B$1)","v":40098.107546295883},{"$f":"LOOKUP(B302,Data!$A$6:$A$1806,Data!B$6:B$1806)","v":60.008998870849609},{"$f":"LOOKUP(B302,Data!$A$6:$A$1806,Data!C$6:C$1806)","v":0},null,null,null,-35.9954833984375,-35.9954833984375,null,null,0,-71.985686839816026,{"$f":"AVERAGE(D$79:D302)","v":0},{"$f":"AVERAGE(M$79:M302)","v":455.87650182302372},-20.205450345498665,{"$f":"AVERAGE(P$79:P302)","v":281.30656364344685},633,null,null,null,null,null,null,0,633,-1910.8652761583971,null,null,null,null,null,null,null,null,null,null,null,null,null,40098.107546295883,{"$f":"LOOKUP($AO302,Data!$A$6:$A$1806,Data!$B$6:$B$1806)","v":60.008998870849609},{"$f":"LOOKUP($AO302,Data!$A$6:$A$1806,Data!$C$6:$C$1806)","v":0},{"$f":"LOOKUP($AO302,Data!$A$6:$A$1806,Data!$D$6:$D$1806)","v":0},{"$f":"IF($AS$1=\"+\",LOOKUP($AO302,Data!$A$6:$A$1806,Data!$E$6:$E$1806)*-1,LOOKUP($AO302,Data!$A$6:$A$1806,Data!$E$6:$E$1806))","v":-236.48928833007812},{"$f":"LOOKUP($AO302,Data!$A$6:$A$1806,Data!$F$6:$F$1806)","v":0},{"$f":"LOOKUP($AO302,Data!$A$6:$A$1806,Data!$G$6:$G$1806)","v":0},{"$f":"LOOKUP($AO302,Data!$A$6:$A$1806,Data!$H$6:$H$1806)","v":0},{"$f":"LOOKUP($AO302,Data!$A$6:$A$1806,Data!$I$6:$I$1806)","v":0},{"$f":"LOOKUP($AO302,Data!$A$6:$A$1806,Data!$J$6:$J$1806)","v":-653},{"$f":"LOOKUP($AO302,Data!$A$6:$A$1806,Data!$K$6:$K$1806)","v":7726.05},-35.9954833984375]
[null,40098.10756944403,{"$f":"LOOKUP(B303,Data!$A$6:$A$1806,Data!B$6:B$1806)","v":60.009998321533203},{"$f":"LOOKUP(B303,Data!$A$6:$A$1806,Data!C$6:C$1806)","v":0},null,null,null,-39.9932861328125,-39.9932861328125,null,null,0,-75.983489574191026,{"$f":"AVERAGE(D$79:D303)","v":0},{"$f":"AVERAGE(M$79:M303)","v":453.51267963903609},-20.205450345498665,{"$f":"AVERAGE(P$79:P303)","v":279.96052786671049},633,null,null,null,null,null,null,0,633,-1970.3112667903524,null,null,null,null,null,null,null,null,null,null,null,null,null,40098.10756944403,{"$f":"LOOKUP($AO303,Data!$A$6:$A$1806,Data!$B$6:$B$1806)","v":60.009998321533203},{"$f":"LOOKUP($AO303,Data!$A$6:$A$1806,Data!$C$6:$C$1806)","v":0},{"$f":"LOOKUP($AO303,Data!$A$6:$A$1806,Data!$D$6:$D$1806)","v":0},{"$f":"IF($AS$1=\"+\",LOOKUP($AO303,Data!$A$6:$A$1806,Data!$E$6:$E$1806)*-1,LOOKUP($AO303,Data!$A$6:$A$1806,Data!$E$6:$E$1806))","v":-236.48928833007812},{"$f":"LOOKUP($AO303,Data!$A$6:$A$1806,Data!$F$6:$F$1806)","v":0},{"$f":"LOOKUP($AO303,Data!$A$6:$A$1806,Data!$G$6:$G$1806)","v":0},{"$f":"LOOKUP($AO303,Data!$A$6:$A$1806,Data!$H$6:$H$1806)","v":0},{"$f":"LOOKUP($AO303,Data!$A$6:$A$1806,Data!$I$6:$I$1806)","v":0},{"$f":"LOOKUP($AO303,Data!$A$6:$A$1806,Data!$J$6:$J$1806)","v":-653},{"$f":"LOOKUP($AO303,Data!$A$6:$A$1806,Data!$K$6:$K$1806)","v":7726.38},-39.9932861328125]
[null,40098.107592592176,{"$f":"LOOKUP(B304,Data!$A$6:$A$1806,Data!B$6:B$1806)","v":60.002998352050781},{"$f":"LOOKUP(B304,Data!$A$6:$A$1806,Data!C$6:C$1806)","v":0},null,null,null,-11.993408203125,-11.993408203125,null,null,0,-47.983611644503526,{"$f":"AVERAGE(D$79:D304)","v":0},{"$f":"AVERAGE(M$79:M304)","v":451.2936695006133},-20.205450345498665,{"$f":"AVERAGE(P$79:P304)","v":278.62645685243399},633,null,null,null,null,null,null,0,633,-1617.8139248065322,null,null,null,null,null,null,null,null,null,null,null,null,null,40098.107592592176,{"$f":"LOOKUP($AO304,Data!$A$6:$A$1806,Data!$B$6:$B$1806)","v":60.002998352050781},{"$f":"LOOKUP($AO304,Data!$A$6:$A$1806,Data!$C$6:$C$1806)","v":0},{"$f":"LOOKUP($AO304,Data!$A$6:$A$1806,Data!$D$6:$D$1806)","v":0},{"$f":"IF($AS$1=\"+\",LOOKUP($AO304,Data!$A$6:$A$1806,Data!$E$6:$E$1806)*-1,LOOKUP($AO304,Data!$A$6:$A$1806,Data!$E$6:$E$1806))","v":-236.48928833007812},{"$f":"LOOKUP($AO304,Data!$A$6:$A$1806,Data!$F$6:$F$1806)","v":0},{"$f":"LOOKUP($AO304,Data!$A$6:$A$1806,Data!$G$6:$G$1806)","v":0},{"$f":"LOOKUP($AO304,Data!$A$6:$A$1806,Data!$H$6:$H$1806)","v":0},{"$f":"LOOKUP($AO304,Data!$A$6:$A$1806,Data!$I$6:$I$1806)","v":0},{"$f":"LOOKUP($AO304,Data!$A$6:$A$1806,Data!$J$6:$J$1806)","v":-653},{"$f":"LOOKUP($AO304,Data!$A$6:$A$1806,Data!$K$6:$K$1806)","v":7726.71},-11.993408203125]
[null,40098.107615740322,{"$f":"LOOKUP(B305,Data!$A$6:$A$1806,Data!B$6:B$1806)","v":59.999000549316406},{"$f":"LOOKUP(B305,Data!$A$6:$A$1806,Data!C$6:C$1806)","v":0},null,null,null,3.997802734375,3.997802734375,null,null,0,-31.992400707003526,{"$f":"AVERAGE(D$79:D305)","v":0},{"$f":"AVERAGE(M$79:M305)","v":449.1646559754696},-20.205450345498665,{"$f":"AVERAGE(P$79:P305)","v":277.30419177633695},633,null,null,null,null,null,null,0,633,-1467.83712336492,null,null,null,null,null,null,null,null,null,null,null,null,null,40098.107615740322,{"$f":"LOOKUP($AO305,Data!$A$6:$A$1806,Data!$B$6:$B$1806)","v":59.999000549316406},{"$f":"LOOKUP($AO305,Data!$A$6:$A$1806,Data!$C$6:$C$1806)","v":0},{"$f":"LOOKUP($AO305,Data!$A$6:$A$1806,Data!$D$6:$D$1806)","v":0},{"$f":"IF($AS$1=\"+\",LOOKUP($AO305,Data!$A$6:$A$1806,Data!$E$6:$E$1806)*-1,LOOKUP($AO305,Data!$A$6:$A$1806,Data!$E$6:$E$1806))","v":-245.03892517089844},{"$f":"LOOKUP($AO305,Data!$A$6:$A$1806,Data!$F$6:$F$1806)","v":0},{"$f":"LOOKUP($AO305,Data!$A$6:$A$1806,Data!$G$6:$G$1806)","v":0},{"$f":"LOOKUP($AO305,Data!$A$6:$A$1806,Data!$H$6:$H$1806)","v":0},{"$f":"LOOKUP($AO305,Data!$A$6:$A$1806,Data!$I$6:$I$1806)","v":0},{"$f":"LOOKUP($AO305,Data!$A$6:$A$1806,Data!$J$6:$J$1806)","v":-653},{"$f":"LOOKUP($AO305,Data!$A$6:$A$1806,Data!$K$6:$K$1806)","v":7727.04},3.997802734375]
[null,40098.107638888469,{"$f":"LOOKUP(B306,Data!$A$6:$A$1806,Data!B$6:B$1806)","v":59.994998931884766},{"$f":"LOOKUP(B306,Data!$A$6:$A$1806,Data!C$6:C$1806)","v":0},null,null,null,20.0042724609375,20.0042724609375,null,null,0,-15.985930980441026,{"$f":"AVERAGE(D$79:D306)","v":0},{"$f":"AVERAGE(M$79:M306)","v":447.12452182215418},-20.205450345498665,{"$f":"AVERAGE(P$79:P306)","v":275.99357661280459},633,null,null,null,null,null,null,0,633,-1343.1992148212605,null,null,null,null,null,null,null,null,null,null,null,null,null,40098.107638888469,{"$f":"LOOKUP($AO306,Data!$A$6:$A$1806,Data!$B$6:$B$1806)","v":59.994998931884766},{"$f":"LOOKUP($AO306,Data!$A$6:$A$1806,Data!$C$6:$C$1806)","v":0},{"$f":"LOOKUP($AO306,Data!$A$6:$A$1806,Data!$D$6:$D$1806)","v":0},{"$f":"IF($AS$1=\"+\",LOOKUP($AO306,Data!$A$6:$A$1806,Data!$E$6:$E$1806)*-1,LOOKUP($AO306,Data!$A$6:$A$1806,Data!$E$6:$E$1806))","v":-245.03892517089844},{"$f":"LOOKUP($AO306,Data!$A$6:$A$1806,Data!$F$6:$F$1806)","v":0},{"$f":"LOOKUP($AO306,Data!$A$6:$A$1806,Data!$G$6:$G$1806)","v":0},{"$f":"LOOKUP($AO306,Data!$A$6:$A$1806,Data!$H$6:$H$1806)","v":0},{"$f":"LOOKUP($AO306,Data!$A$6:$A$1806,Data!$I$6:$I$1806)","v":0},{"$f":"LOOKUP($AO306,Data!$A$6:$A$1806,Data!$J$6:$J$1806)","v":-653},{"$f":"LOOKUP($AO306,Data!$A$6:$A$1806,Data!$K$6:$K$1806)","v":7727.37},20.0042724609375]
[null,40098.107662036615,{"$f":"LOOKUP(B307,Data!$A$6:$A$1806,Data!B$6:B$1806)","v":59.992000579833984},{"$f":"LOOKUP(B307,Data!$A$6:$A$1806,Data!C$6:C$1806)","v":0},null,null,null,31.9976806640625,31.9976806640625,null,null,0,-3.9925227773160259,{"$f":"AVERAGE(D$79:D307)","v":0},{"$f":"AVERAGE(M$79:M307)","v":445.15457839595564},-20.205450345498665,{"$f":"AVERAGE(P$79:P307)","v":274.69445807351377},633,null,null,null,null,null,null,0,633,-1262.8518307822562,null,null,null,null,null,null,null,null,null,null,null,null,null,40098.107662036615,{"$f":"LOOKUP($AO307,Data!$A$6:$A$1806,Data!$B$6:$B$1806)","v":59.992000579833984},{"$f":"LOOKUP($AO307,Data!$A$6:$A$1806,Data!$C$6:$C$1806)","v":0},{"$f":"LOOKUP($AO307,Data!$A$6:$A$1806,Data!$D$6:$D$1806)","v":0},{"$f":"IF($AS$1=\"+\",LOOKUP($AO307,Data!$A$6:$A$1806,Data!$E$6:$E$1806)*-1,LOOKUP($AO307,Data!$A$6:$A$1806,Data!$E$6:$E$1806))","v":-245.03892517089844},{"$f":"LOOKUP($AO307,Data!$A$6:$A$1806,Data!$F$6:$F$1806)","v":0},{"$f":"LOOKUP($AO307,Data!$A$6:$A$1806,Data!$G$6:$G$1806)","v":0},{"$f":"LOOKUP($AO307,Data!$A$6:$A$1806,Data!$H$6:$H$1806)","v":0},{"$f":"LOOKUP($AO307,Data!$A$6:$A$1806,Data!$I$6:$I$1806)","v":0},{"$f":"LOOKUP($AO307,Data!$A$6:$A$1806,Data!$J$6:$J$1806)","v":-653},{"$f":"LOOKUP($AO307,Data!$A$6:$A$1806,Data!$K$6:$K$1806)","v":7727.7},31.9976806640625]
[null,40098.107685184761,{"$f":"LOOKUP(B308,Data!$A$6:$A$1806,Data!B$6:B$1806)","v":59.991001129150391},{"$f":"LOOKUP(B308,Data!$A$6:$A$1806,Data!C$6:C$1806)","v":0},null,null,null,35.9954833984375,35.9954833984375,null,null,0,5.2799570589741052E-3,{"$f":"AVERAGE(D$79:D308)","v":0},{"$f":"AVERAGE(M$79:M308)","v":443.21914666361255},-20.205450345498665,{"$f":"AVERAGE(P$79:P308)","v":273.40668554766654},633,null,null,null,null,null,null,0,633,-1238.1637047054983,null,null,null,null,null,null,null,null,null,null,null,null,null,40098.107685184761,{"$f":"LOOKUP($AO308,Data!$A$6:$A$1806,Data!$B$6:$B$1806)","v":59.991001129150391},{"$f":"LOOKUP($AO308,Data!$A$6:$A$1806,Data!$C$6:$C$1806)","v":0},{"$f":"LOOKUP($AO308,Data!$A$6:$A$1806,Data!$D$6:$D$1806)","v":0},{"$f":"IF($AS$1=\"+\",LOOKUP($AO308,Data!$A$6:$A$1806,Data!$E$6:$E$1806)*-1,LOOKUP($AO308,Data!$A$6:$A$1806,Data!$E$6:$E$1806))","v":-245.03892517089844},{"$f":"LOOKUP($AO308,Data!$A$6:$A$1806,Data!$F$6:$F$1806)","v":0},{"$f":"LOOKUP($AO308,Data!$A$6:$A$1806,Data!$G$6:$G$1806)","v":0},{"$f":"LOOKUP($AO308,Data!$A$6:$A$1806,Data!$H$6:$H$1806)","v":0},{"$f":"LOOKUP($AO308,Data!$A$6:$A$1806,Data!$I$6:$I$1806)","v":0},{"$f":"LOOKUP($AO308,Data!$A$6:$A$1806,Data!$J$6:$J$1806)","v":-653},{"$f":"LOOKUP($AO308,Data!$A$6:$A$1806,Data!$K$6:$K$1806)","v":7728.03},35.9954833984375]
[null,40098.107708332907,{"$f":"LOOKUP(B309,Data!$A$6:$A$1806,Data!B$6:B$1806)","v":59.992000579833984},{"$f":"LOOKUP(B309,Data!$A$6:$A$1806,Data!C$6:C$1806)","v":0},null,null,null,31.9976806640625,31.9976806640625,null,null,0,-3.9925227773160259,{"$f":"AVERAGE(D$79:D309)","v":0},{"$f":"AVERAGE(M$79:M309)","v":441.28316541062151},-20.205450345498665,{"$f":"AVERAGE(P$79:P309)","v":272.13011104378324},633,null,null,null,null,null,null,0,633,-1262.8518307822562,null,null,null,null,null,null,null,null,null,null,null,null,null,40098.107708332907,{"$f":"LOOKUP($AO309,Data!$A$6:$A$1806,Data!$B$6:$B$1806)","v":59.992000579833984},{"$f":"LOOKUP($AO309,Data!$A$6:$A$1806,Data!$C$6:$C$1806)","v":0},{"$f":"LOOKUP($AO309,Data!$A$6:$A$1806,Data!$D$6:$D$1806)","v":0},{"$f":"IF($AS$1=\"+\",LOOKUP($AO309,Data!$A$6:$A$1806,Data!$E$6:$E$1806)*-1,LOOKUP($AO309,Data!$A$6:$A$1806,Data!$E$6:$E$1806))","v":-245.03892517089844},{"$f":"LOOKUP($AO309,Data!$A$6:$A$1806,Data!$F$6:$F$1806)","v":0},{"$f":"LOOKUP($AO309,Data!$A$6:$A$1806,Data!$G$6:$G$1806)","v":0},{"$f":"LOOKUP($AO309,Data!$A$6:$A$1806,Data!$H$6:$H$1806)","v":0},{"$f":"LOOKUP($AO309,Data!$A$6:$A$1806,Data!$I$6:$I$1806)","v":0},{"$f":"LOOKUP($AO309,Data!$A$6:$A$1806,Data!$J$6:$J$1806)","v":-653},{"$f":"LOOKUP($AO309,Data!$A$6:$A$1806,Data!$K$6:$K$1806)","v":7728.36},31.9976806640625]
[null,40098.107731481054,{"$f":"LOOKUP(B310,Data!$A$6:$A$1806,Data!B$6:B$1806)","v":59.992000579833984},{"$f":"LOOKUP(B310,Data!$A$6:$A$1806,Data!C$6:C$1806)","v":0},null,null,null,31.9976806640625,31.9976806640625,null,null,0,-3.9925227773160259,{"$f":"AVERAGE(D$79:D310)","v":0},{"$f":"AVERAGE(M$79:M310)","v":439.36387365119072},-20.205450345498665,{"$f":"AVERAGE(P$79:P310)","v":270.86458913300714},633,null,null,null,null,null,null,0,633,-1262.8518307822562,null,null,null,null,null,null,null,null,null,null,null,null,null,40098.107731481054,{"$f":"LOOKUP($AO310,Data!$A$6:$A$1806,Data!$B$6:$B$1806)","v":59.992000579833984},{"$f":"LOOKUP($AO310,Data!$A$6:$A$1806,Data!$C$6:$C$1806)","v":0},{"$f":"LOOKUP($AO310,Data!$A$6:$A$1806,Data!$D$6:$D$1806)","v":0},{"$f":"IF($AS$1=\"+\",LOOKUP($AO310,Data!$A$6:$A$1806,Data!$E$6:$E$1806)*-1,LOOKUP($AO310,Data!$A$6:$A$1806,Data!$E$6:$E$1806))","v":-223.60568237304687},{"$f":"LOOKUP($AO310,Data!$A$6:$A$1806,Data!$F$6:$F$1806)","v":0},{"$f":"LOOKUP($AO310,Data!$A$6:$A$1806,Data!$G$6:$G$1806)","v":0},{"$f":"LOOKUP($AO310,Data!$A$6:$A$1806,Data!$H$6:$H$1806)","v":0},{"$f":"LOOKUP($AO310,Data!$A$6:$A$1806,Data!$I$6:$I$1806)","v":0},{"$f":"LOOKUP($AO310,Data!$A$6:$A$1806,Data!$J$6:$J$1806)","v":-653},{"$f":"LOOKUP($AO310,Data!$A$6:$A$1806,Data!$K$6:$K$1806)","v":7728.69},31.9976806640625]
[null,40098.1077546292,{"$f":"LOOKUP(B311,Data!$A$6:$A$1806,Data!B$6:B$1806)","v":59.987998962402344},{"$f":"LOOKUP(B311,Data!$A$6:$A$1806,Data!C$6:C$1806)","v":0},null,null,null,48.004150390625,48.004150390625,null,null,0,12.013946949246474,{"$f":"AVERAGE(D$79:D311)","v":0},{"$f":"AVERAGE(M$79:M311)","v":437.52975379410083},-20.205450345498665,{"$f":"AVERAGE(P$79:P311)","v":269.60997689387563},633,null,null,null,null,null,null,0,633,-1169.4877289425694,null,null,null,null,null,null,null,null,null,null,null,null,null,40098.1077546292,{"$f":"LOOKUP($AO311,Data!$A$6:$A$1806,Data!$B$6:$B$1806)","v":59.987998962402344},{"$f":"LOOKUP($AO311,Data!$A$6:$A$1806,Data!$C$6:$C$1806)","v":0},{"$f":"LOOKUP($AO311,Data!$A$6:$A$1806,Data!$D$6:$D$1806)","v":0},{"$f":"IF($AS$1=\"+\",LOOKUP($AO311,Data!$A$6:$A$1806,Data!$E$6:$E$1806)*-1,LOOKUP($AO311,Data!$A$6:$A$1806,Data!$E$6:$E$1806))","v":-223.60568237304687},{"$f":"LOOKUP($AO311,Data!$A$6:$A$1806,Data!$F$6:$F$1806)","v":0},{"$f":"LOOKUP($AO311,Data!$A$6:$A$1806,Data!$G$6:$G$1806)","v":0},{"$f":"LOOKUP($AO311,Data!$A$6:$A$1806,Data!$H$6:$H$1806)","v":0},{"$f":"LOOKUP($AO311,Data!$A$6:$A$1806,Data!$I$6:$I$1806)","v":0},{"$f":"LOOKUP($AO311,Data!$A$6:$A$1806,Data!$J$6:$J$1806)","v":-653},{"$f":"LOOKUP($AO311,Data!$A$6:$A$1806,Data!$K$6:$K$1806)","v":7729.02},48.004150390625]
[null,40098.107777777346,{"$f":"LOOKUP(B312,Data!$A$6:$A$1806,Data!B$6:B$1806)","v":59.986000061035156},{"$f":"LOOKUP(B312,Data!$A$6:$A$1806,Data!C$6:C$1806)","v":0},null,null,null,55.999755859375,55.999755859375,null,null,0,20.009552417996474,{"$f":"AVERAGE(D$79:D312)","v":0},{"$f":"AVERAGE(M$79:M312)","v":435.74547942924568},-20.205450345498665,{"$f":"AVERAGE(P$79:P312)","v":268.36613385851348},633,null,null,null,null,null,null,0,633,-1127.8363474168034,null,null,null,null,null,null,null,null,null,null,null,null,null,40098.107777777346,{"$f":"LOOKUP($AO312,Data!$A$6:$A$1806,Data!$B$6:$B$1806)","v":59.986000061035156},{"$f":"LOOKUP($AO312,Data!$A$6:$A$1806,Data!$C$6:$C$1806)","v":0},{"$f":"LOOKUP($AO312,Data!$A$6:$A$1806,Data!$D$6:$D$1806)","v":0},{"$f":"IF($AS$1=\"+\",LOOKUP($AO312,Data!$A$6:$A$1806,Data!$E$6:$E$1806)*-1,LOOKUP($AO312,Data!$A$6:$A$1806,Data!$E$6:$E$1806))","v":-223.60568237304687},{"$f":"LOOKUP($AO312,Data!$A$6:$A$1806,Data!$F$6:$F$1806)","v":0},{"$f":"LOOKUP($AO312,Data!$A$6:$A$1806,Data!$G$6:$G$1806)","v":0},{"$f":"LOOKUP($AO312,Data!$A$6:$A$1806,Data!$H$6:$H$1806)","v":0},{"$f":"LOOKUP($AO312,Data!$A$6:$A$1806,Data!$I$6:$I$1806)","v":0},{"$f":"LOOKUP($AO312,Data!$A$6:$A$1806,Data!$J$6:$J$1806)","v":-653},{"$f":"LOOKUP($AO312,Data!$A$6:$A$1806,Data!$K$6:$K$1806)","v":7729.35},55.999755859375]
[null,40098.107800925492,{"$f":"LOOKUP(B313,Data!$A$6:$A$1806,Data!B$6:B$1806)","v":59.985000610351563},{"$f":"LOOKUP(B313,Data!$A$6:$A$1806,Data!C$6:C$1806)","v":0},null,null,null,59.99755859375,59.99755859375,null,null,0,24.007355152371474,{"$f":"AVERAGE(D$79:D313)","v":0},{"$f":"AVERAGE(M$79:M313)","v":433.99340230466322},-20.205450345498665,{"$f":"AVERAGE(P$79:P313)","v":267.13292196020575},633,null,null,null,null,null,null,0,633,-1108.1037537875943,null,null,null,null,null,null,null,null,null,null,null,null,null,40098.107800925492,{"$f":"LOOKUP($AO313,Data!$A$6:$A$1806,Data!$B$6:$B$1806)","v":59.985000610351563},{"$f":"LOOKUP($AO313,Data!$A$6:$A$1806,Data!$C$6:$C$1806)","v":0},{"$f":"LOOKUP($AO313,Data!$A$6:$A$1806,Data!$D$6:$D$1806)","v":0},{"$f":"IF($AS$1=\"+\",LOOKUP($AO313,Data!$A$6:$A$1806,Data!$E$6:$E$1806)*-1,LOOKUP($AO313,Data!$A$6:$A$1806,Data!$E$6:$E$1806))","v":-223.60568237304687},{"$f":"LOOKUP($AO313,Data!$A$6:$A$1806,Data!$F$6:$F$1806)","v":0},{"$f":"LOOKUP($AO313,Data!$A$6:$A$1806,Data!$G$6:$G$1806)","v":0},{"$f":"LOOKUP($AO313,Data!$A$6:$A$1806,Data!$H$6:$H$1806)","v":0},{"$f":"LOOKUP($AO313,Data!$A$6:$A$1806,Data!$I$6:$I$1806)","v":0},{"$f":"LOOKUP($AO313,Data!$A$6:$A$1806,Data!$J$6:$J$1806)","v":-653},{"$f":"LOOKUP($AO313,Data!$A$6:$A$1806,Data!$K$6:$K$1806)","v":7729.68},59.99755859375]
[null,40098.107824073639,{"$f":"LOOKUP(B314,Data!$A$6:$A$1806,Data!B$6:B$1806)","v":59.984001159667969},{"$f":"LOOKUP(B314,Data!$A$6:$A$1806,Data!C$6:C$1806)","v":0},null,null,null,63.995361328125,63.995361328125,null,null,0,28.005157886746474,{"$f":"AVERAGE(D$79:D314)","v":0},{"$f":"AVERAGE(M$79:M314)","v":432.27311313340084},-20.205450345498665,{"$f":"AVERAGE(P$79:P314)","v":265.9102054823091},633,null,null,null,null,null,null,0,633,-1089.0497690635382,null,null,null,null,null,null,null,null,null,null,null,null,null,40098.107824073639,{"$f":"LOOKUP($AO314,Data!$A$6:$A$1806,Data!$B$6:$B$1806)","v":59.984001159667969},{"$f":"LOOKUP($AO314,Data!$A$6:$A$1806,Data!$C$6:$C$1806)","v":0},{"$f":"LOOKUP($AO314,Data!$A$6:$A$1806,Data!$D$6:$D$1806)","v":0},{"$f":"IF($AS$1=\"+\",LOOKUP($AO314,Data!$A$6:$A$1806,Data!$E$6:$E$1806)*-1,LOOKUP($AO314,Data!$A$6:$A$1806,Data!$E$6:$E$1806))","v":-223.60568237304687},{"$f":"LOOKUP($AO314,Data!$A$6:$A$1806,Data!$F$6:$F$1806)","v":0},{"$f":"LOOKUP($AO314,Data!$A$6:$A$1806,Data!$G$6:$G$1806)","v":0},{"$f":"LOOKUP($AO314,Data!$A$6:$A$1806,Data!$H$6:$H$1806)","v":0},{"$f":"LOOKUP($AO314,Data!$A$6:$A$1806,Data!$I$6:$I$1806)","v":0},{"$f":"LOOKUP($AO314,Data!$A$6:$A$1806,Data!$J$6:$J$1806)","v":-653},{"$f":"LOOKUP($AO314,Data!$A$6:$A$1806,Data!$K$6:$K$1806)","v":7730.01},63.995361328125]
[null,40098.107847221785,{"$f":"LOOKUP(B315,Data!$A$6:$A$1806,Data!B$6:B$1806)","v":59.985000610351563},{"$f":"LOOKUP(B315,Data!$A$6:$A$1806,Data!C$6:C$1806)","v":0},null,null,null,59.99755859375,59.99755859375,null,null,0,24.007355152371474,{"$f":"AVERAGE(D$79:D315)","v":0},{"$f":"AVERAGE(M$79:M315)","v":430.5504728043669},-20.205450345498665,{"$f":"AVERAGE(P$79:P315)","v":264.69785100846246},633,null,null,null,null,null,null,0,633,-1108.1037537875943,null,null,null,null,null,null,null,null,null,null,null,null,null,40098.107847221785,{"$f":"LOOKUP($AO315,Data!$A$6:$A$1806,Data!$B$6:$B$1806)","v":59.985000610351563},{"$f":"LOOKUP($AO315,Data!$A$6:$A$1806,Data!$C$6:$C$1806)","v":0},{"$f":"LOOKUP($AO315,Data!$A$6:$A$1806,Data!$D$6:$D$1806)","v":0},{"$f":"IF($AS$1=\"+\",LOOKUP($AO315,Data!$A$6:$A$1806,Data!$E$6:$E$1806)*-1,LOOKUP($AO315,Data!$A$6:$A$1806,Data!$E$6:$E$1806))","v":-231.11935424804687},{"$f":"LOOKUP($AO315,Data!$A$6:$A$1806,Data!$F$6:$F$1806)","v":0},{"$f":"LOOKUP($AO315,Data!$A$6:$A$1806,Data!$G$6:$G$1806)","v":0},{"$f":"LOOKUP($AO315,Data!$A$6:$A$1806,Data!$H$6:$H$1806)","v":0},{"$f":"LOOKUP($AO315,Data!$A$6:$A$1806,Data!$I$6:$I$1806)","v":0},{"$f":"LOOKUP($AO315,Data!$A$6:$A$1806,Data!$J$6:$J$1806)","v":-653},{"$f":"LOOKUP($AO315,Data!$A$6:$A$1806,Data!$K$6:$K$1806)","v":7730.34},59.99755859375]
[null,40098.107870369931,{"$f":"LOOKUP(B316,Data!$A$6:$A$1806,Data!B$6:B$1806)","v":59.984001159667969},{"$f":"LOOKUP(B316,Data!$A$6:$A$1806,Data!C$6:C$1806)","v":0},null,null,null,63.995361328125,63.995361328125,null,null,0,28.005157886746474,{"$f":"AVERAGE(D$79:D316)","v":0},{"$f":"AVERAGE(M$79:M316)","v":428.85910593496516},-20.205450345498665,{"$f":"AVERAGE(P$79:P316)","v":263.49572737405754},633,null,null,null,null,null,null,0,633,-1089.0497690635382,null,null,null,null,null,null,null,null,null,null,null,null,null,40098.107870369931,{"$f":"LOOKUP($AO316,Data!$A$6:$A$1806,Data!$B$6:$B$1806)","v":59.984001159667969},{"$f":"LOOKUP($AO316,Data!$A$6:$A$1806,Data!$C$6:$C$1806)","v":0},{"$f":"LOOKUP($AO316,Data!$A$6:$A$1806,Data!$D$6:$D$1806)","v":0},{"$f":"IF($AS$1=\"+\",LOOKUP($AO316,Data!$A$6:$A$1806,Data!$E$6:$E$1806)*-1,LOOKUP($AO316,Data!$A$6:$A$1806,Data!$E$6:$E$1806))","v":-231.11935424804687},{"$f":"LOOKUP($AO316,Data!$A$6:$A$1806,Data!$F$6:$F$1806)","v":0},{"$f":"LOOKUP($AO316,Data!$A$6:$A$1806,Data!$G$6:$G$1806)","v":0},{"$f":"LOOKUP($AO316,Data!$A$6:$A$1806,Data!$H$6:$H$1806)","v":0},{"$f":"LOOKUP($AO316,Data!$A$6:$A$1806,Data!$I$6:$I$1806)","v":0},{"$f":"LOOKUP($AO316,Data!$A$6:$A$1806,Data!$J$6:$J$1806)","v":-653},{"$f":"LOOKUP($AO316,Data!$A$6:$A$1806,Data!$K$6:$K$1806)","v":7730.67},63.995361328125]
[null,40098.107893518078,{"$f":"LOOKUP(B317,Data!$A$6:$A$1806,Data!B$6:B$1806)","v":59.981998443603516},{"$f":"LOOKUP(B317,Data!$A$6:$A$1806,Data!C$6:C$1806)","v":0},null,null,null,72.0062255859375,72.0062255859375,null,null,0,36.016022144558974,{"$f":"AVERAGE(D$79:D317)","v":0},{"$f":"AVERAGE(M$79:M317)","v":427.21541102370821},-20.205450345498665,{"$f":"AVERAGE(P$79:P317)","v":262.30370561893335},633,null,null,null,null,null,null,0,633,-1052.7754597723938,null,null,null,null,null,null,null,null,null,null,null,null,null,40098.107893518078,{"$f":"LOOKUP($AO317,Data!$A$6:$A$1806,Data!$B$6:$B$1806)","v":59.981998443603516},{"$f":"LOOKUP($AO317,Data!$A$6:$A$1806,Data!$C$6:$C$1806)","v":0},{"$f":"LOOKUP($AO317,Data!$A$6:$A$1806,Data!$D$6:$D$1806)","v":0},{"$f":"IF($AS$1=\"+\",LOOKUP($AO317,Data!$A$6:$A$1806,Data!$E$6:$E$1806)*-1,LOOKUP($AO317,Data!$A$6:$A$1806,Data!$E$6:$E$1806))","v":-231.11935424804687},{"$f":"LOOKUP($AO317,Data!$A$6:$A$1806,Data!$F$6:$F$1806)","v":0},{"$f":"LOOKUP($AO317,Data!$A$6:$A$1806,Data!$G$6:$G$1806)","v":0},{"$f":"LOOKUP($AO317,Data!$A$6:$A$1806,Data!$H$6:$H$1806)","v":0},{"$f":"LOOKUP($AO317,Data!$A$6:$A$1806,Data!$I$6:$I$1806)","v":0},{"$f":"LOOKUP($AO317,Data!$A$6:$A$1806,Data!$J$6:$J$1806)","v":-653},{"$f":"LOOKUP($AO317,Data!$A$6:$A$1806,Data!$K$6:$K$1806)","v":7731},72.0062255859375]
[null,40098.107916666224,{"$f":"LOOKUP(B318,Data!$A$6:$A$1806,Data!B$6:B$1806)","v":59.980998992919922},{"$f":"LOOKUP(B318,Data!$A$6:$A$1806,Data!C$6:C$1806)","v":0},null,null,null,76.0040283203125,76.0040283203125,null,null,0,40.013824878933974,{"$f":"AVERAGE(D$79:D318)","v":0},{"$f":"AVERAGE(M$79:M318)","v":425.60207108143828},-20.205450345498665,{"$f":"AVERAGE(P$79:P318)","v":261.12165894125792},633,null,null,null,null,null,null,0,633,-1035.5619474066043,null,null,null,null,null,null,null,null,null,null,null,null,null,40098.107916666224,{"$f":"LOOKUP($AO318,Data!$A$6:$A$1806,Data!$B$6:$B$1806)","v":59.980998992919922},{"$f":"LOOKUP($AO318,Data!$A$6:$A$1806,Data!$C$6:$C$1806)","v":0},{"$f":"LOOKUP($AO318,Data!$A$6:$A$1806,Data!$D$6:$D$1806)","v":0},{"$f":"IF($AS$1=\"+\",LOOKUP($AO318,Data!$A$6:$A$1806,Data!$E$6:$E$1806)*-1,LOOKUP($AO318,Data!$A$6:$A$1806,Data!$E$6:$E$1806))","v":-231.11935424804687},{"$f":"LOOKUP($AO318,Data!$A$6:$A$1806,Data!$F$6:$F$1806)","v":0},{"$f":"LOOKUP($AO318,Data!$A$6:$A$1806,Data!$G$6:$G$1806)","v":0},{"$f":"LOOKUP($AO318,Data!$A$6:$A$1806,Data!$H$6:$H$1806)","v":0},{"$f":"LOOKUP($AO318,Data!$A$6:$A$1806,Data!$I$6:$I$1806)","v":0},{"$f":"LOOKUP($AO318,Data!$A$6:$A$1806,Data!$J$6:$J$1806)","v":-653},{"$f":"LOOKUP($AO318,Data!$A$6:$A$1806,Data!$K$6:$K$1806)","v":7731.33},76.0040283203125]
[null,40098.10793981437,{"$f":"LOOKUP(B319,Data!$A$6:$A$1806,Data!B$6:B$1806)","v":59.981998443603516},{"$f":"LOOKUP(B319,Data!$A$6:$A$1806,Data!C$6:C$1806)","v":0},null,null,null,72.0062255859375,72.0062255859375,null,null,0,36.016022144558974,{"$f":"AVERAGE(D$79:D319)","v":0},{"$f":"AVERAGE(M$79:M319)","v":423.98553145929355},-20.205450345498665,{"$f":"AVERAGE(P$79:P319)","v":259.94946265256311},633,null,null,null,null,null,null,0,633,-1052.7754597723938,null,null,null,null,null,null,null,null,null,null,null,null,null,40098.10793981437,{"$f":"LOOKUP($AO319,Data!$A$6:$A$1806,Data!$B$6:$B$1806)","v":59.981998443603516},{"$f":"LOOKUP($AO319,Data!$A$6:$A$1806,Data!$C$6:$C$1806)","v":0},{"$f":"LOOKUP($AO319,Data!$A$6:$A$1806,Data!$D$6:$D$1806)","v":0},{"$f":"IF($AS$1=\"+\",LOOKUP($AO319,Data!$A$6:$A$1806,Data!$E$6:$E$1806)*-1,LOOKUP($AO319,Data!$A$6:$A$1806,Data!$E$6:$E$1806))","v":-231.11935424804687},{"$f":"LOOKUP($AO319,Data!$A$6:$A$1806,Data!$F$6:$F$1806)","v":0},{"$f":"LOOKUP($AO319,Data!$A$6:$A$1806,Data!$G$6:$G$1806)","v":0},{"$f":"LOOKUP($AO319,Data!$A$6:$A$1806,Data!$H$6:$H$1806)","v":0},{"$f":"LOOKUP($AO319,Data!$A$6:$A$1806,Data!$I$6:$I$1806)","v":0},{"$f":"LOOKUP($AO319,Data!$A$6:$A$1806,Data!$J$6:$J$1806)","v":-653},{"$f":"LOOKUP($AO319,Data!$A$6:$A$1806,Data!$K$6:$K$1806)","v":7731.66},72.0062255859375]
[null,40098.107962962516,{"$f":"LOOKUP(B320,Data!$A$6:$A$1806,Data!B$6:B$1806)","v":59.979000091552734},{"$f":"LOOKUP(B320,Data!$A$6:$A$1806,Data!C$6:C$1806)","v":0},null,null,null,83.9996337890625,83.9996337890625,null,null,0,48.009430347683974,{"$f":"AVERAGE(D$79:D320)","v":0},{"$f":"AVERAGE(M$79:M320)","v":422.43191120676619},-20.205450345498665,{"$f":"AVERAGE(P$79:P320)","v":258.78699413389893},633,null,null,null,null,null,null,0,633,-1002.7701562889495,null,null,null,null,null,null,null,null,null,null,null,null,null,40098.107962962516,{"$f":"LOOKUP($AO320,Data!$A$6:$A$1806,Data!$B$6:$B$1806)","v":59.979000091552734},{"$f":"LOOKUP($AO320,Data!$A$6:$A$1806,Data!$C$6:$C$1806)","v":0},{"$f":"LOOKUP($AO320,Data!$A$6:$A$1806,Data!$D$6:$D$1806)","v":0},{"$f":"IF($AS$1=\"+\",LOOKUP($AO320,Data!$A$6:$A$1806,Data!$E$6:$E$1806)*-1,LOOKUP($AO320,Data!$A$6:$A$1806,Data!$E$6:$E$1806))","v":-237.20664978027344},{"$f":"LOOKUP($AO320,Data!$A$6:$A$1806,Data!$F$6:$F$1806)","v":0},{"$f":"LOOKUP($AO320,Data!$A$6:$A$1806,Data!$G$6:$G$1806)","v":0},{"$f":"LOOKUP($AO320,Data!$A$6:$A$1806,Data!$H$6:$H$1806)","v":0},{"$f":"LOOKUP($AO320,Data!$A$6:$A$1806,Data!$I$6:$I$1806)","v":0},{"$f":"LOOKUP($AO320,Data!$A$6:$A$1806,Data!$J$6:$J$1806)","v":-653},{"$f":"LOOKUP($AO320,Data!$A$6:$A$1806,Data!$K$6:$K$1806)","v":7731.99},83.9996337890625]
[null,40098.107986110663,{"$f":"LOOKUP(B321,Data!$A$6:$A$1806,Data!B$6:B$1806)","v":59.977001190185547},{"$f":"LOOKUP(B321,Data!$A$6:$A$1806,Data!C$6:C$1806)","v":0},null,null,null,91.9952392578125,91.9952392578125,null,null,0,56.005035816433974,{"$f":"AVERAGE(D$79:D321)","v":0},{"$f":"AVERAGE(M$79:M321)","v":420.92398167841094},-20.205450345498665,{"$f":"AVERAGE(P$79:P321)","v":257.63413279307497},633,null,null,null,null,null,null,0,633,-971.99137177375064,null,null,null,null,null,null,null,null,null,null,null,null,null,40098.107986110663,{"$f":"LOOKUP($AO321,Data!$A$6:$A$1806,Data!$B$6:$B$1806)","v":59.977001190185547},{"$f":"LOOKUP($AO321,Data!$A$6:$A$1806,Data!$C$6:$C$1806)","v":0},{"$f":"LOOKUP($AO321,Data!$A$6:$A$1806,Data!$D$6:$D$1806)","v":0},{"$f":"IF($AS$1=\"+\",LOOKUP($AO321,Data!$A$6:$A$1806,Data!$E$6:$E$1806)*-1,LOOKUP($AO321,Data!$A$6:$A$1806,Data!$E$6:$E$1806))","v":-237.20664978027344},{"$f":"LOOKUP($AO321,Data!$A$6:$A$1806,Data!$F$6:$F$1806)","v":0},{"$f":"LOOKUP($AO321,Data!$A$6:$A$1806,Data!$G$6:$G$1806)","v":0},{"$f":"LOOKUP($AO321,Data!$A$6:$A$1806,Data!$H$6:$H$1806)","v":0},{"$f":"LOOKUP($AO321,Data!$A$6:$A$1806,Data!$I$6:$I$1806)","v":0},{"$f":"LOOKUP($AO321,Data!$A$6:$A$1806,Data!$J$6:$J$1806)","v":-653},{"$f":"LOOKUP($AO321,Data!$A$6:$A$1806,Data!$K$6:$K$1806)","v":7732.32},91.9952392578125]
[null,40098.108009258809,{"$f":"LOOKUP(B322,Data!$A$6:$A$1806,Data!B$6:B$1806)","v":59.976001739501953},{"$f":"LOOKUP(B322,Data!$A$6:$A$1806,Data!C$6:C$1806)","v":0},null,null,null,95.9930419921875,95.9930419921875,null,null,0,60.002838550808974,{"$f":"AVERAGE(D$79:D322)","v":0},{"$f":"AVERAGE(M$79:M322)","v":419.44479666559289},-20.205450345498665,{"$f":"AVERAGE(P$79:P322)","v":256.49076002295737},633,null,null,null,null,null,null,0,633,-957.29980745794001,null,null,null,null,null,null,null,null,null,null,null,null,null,40098.108009258809,{"$f":"LOOKUP($AO322,Data!$A$6:$A$1806,Data!$B$6:$B$1806)","v":59.976001739501953},{"$f":"LOOKUP($AO322,Data!$A$6:$A$1806,Data!$C$6:$C$1806)","v":0},{"$f":"LOOKUP($AO322,Data!$A$6:$A$1806,Data!$D$6:$D$1806)","v":0},{"$f":"IF($AS$1=\"+\",LOOKUP($AO322,Data!$A$6:$A$1806,Data!$E$6:$E$1806)*-1,LOOKUP($AO322,Data!$A$6:$A$1806,Data!$E$6:$E$1806))","v":-237.20664978027344},{"$f":"LOOKUP($AO322,Data!$A$6:$A$1806,Data!$F$6:$F$1806)","v":0},{"$f":"LOOKUP($AO322,Data!$A$6:$A$1806,Data!$G$6:$G$1806)","v":0},{"$f":"LOOKUP($AO322,Data!$A$6:$A$1806,Data!$H$6:$H$1806)","v":0},{"$f":"LOOKUP($AO322,Data!$A$6:$A$1806,Data!$I$6:$I$1806)","v":0},{"$f":"LOOKUP($AO322,Data!$A$6:$A$1806,Data!$J$6:$J$1806)","v":-653},{"$f":"LOOKUP($AO322,Data!$A$6:$A$1806,Data!$K$6:$K$1806)","v":7732.65},95.9930419921875]
[null,40098.108032406955,{"$f":"LOOKUP(B323,Data!$A$6:$A$1806,Data!B$6:B$1806)","v":59.976001739501953},{"$f":"LOOKUP(B323,Data!$A$6:$A$1806,Data!C$6:C$1806)","v":0},null,null,null,95.9930419921875,95.9930419921875,null,null,0,60.002838550808974,{"$f":"AVERAGE(D$79:D323)","v":0},{"$f":"AVERAGE(M$79:M323)","v":417.97768663247126},-20.205450345498665,{"$f":"AVERAGE(P$79:P323)","v":255.35675916079157},633,null,null,null,null,null,null,0,633,-957.29980745794001,null,null,null,null,null,null,null,null,null,null,null,null,null,40098.108032406955,{"$f":"LOOKUP($AO323,Data!$A$6:$A$1806,Data!$B$6:$B$1806)","v":59.976001739501953},{"$f":"LOOKUP($AO323,Data!$A$6:$A$1806,Data!$C$6:$C$1806)","v":0},{"$f":"LOOKUP($AO323,Data!$A$6:$A$1806,Data!$D$6:$D$1806)","v":0},{"$f":"IF($AS$1=\"+\",LOOKUP($AO323,Data!$A$6:$A$1806,Data!$E$6:$E$1806)*-1,LOOKUP($AO323,Data!$A$6:$A$1806,Data!$E$6:$E$1806))","v":-237.20664978027344},{"$f":"LOOKUP($AO323,Data!$A$6:$A$1806,Data!$F$6:$F$1806)","v":0},{"$f":"LOOKUP($AO323,Data!$A$6:$A$1806,Data!$G$6:$G$1806)","v":0},{"$f":"LOOKUP($AO323,Data!$A$6:$A$1806,Data!$H$6:$H$1806)","v":0},{"$f":"LOOKUP($AO323,Data!$A$6:$A$1806,Data!$I$6:$I$1806)","v":0},{"$f":"LOOKUP($AO323,Data!$A$6:$A$1806,Data!$J$6:$J$1806)","v":-653},{"$f":"LOOKUP($AO323,Data!$A$6:$A$1806,Data!$K$6:$K$1806)","v":7732.98},95.9930419921875]
[null,40098.108055555102,{"$f":"LOOKUP(B324,Data!$A$6:$A$1806,Data!B$6:B$1806)","v":59.979000091552734},{"$f":"LOOKUP(B324,Data!$A$6:$A$1806,Data!C$6:C$1806)","v":0},null,null,null,83.9996337890625,83.9996337890625,null,null,0,48.009430347683974,{"$f":"AVERAGE(D$79:D324)","v":0},{"$f":"AVERAGE(M$79:M324)","v":416.47375063131358},-20.205450345498665,{"$f":"AVERAGE(P$79:P324)","v":254.232015448521},633,null,null,null,null,null,null,0,633,-1002.7701562889495,null,null,null,null,null,null,null,null,null,null,null,null,null,40098.108055555102,{"$f":"LOOKUP($AO324,Data!$A$6:$A$1806,Data!$B$6:$B$1806)","v":59.979000091552734},{"$f":"LOOKUP($AO324,Data!$A$6:$A$1806,Data!$C$6:$C$1806)","v":0},{"$f":"LOOKUP($AO324,Data!$A$6:$A$1806,Data!$D$6:$D$1806)","v":0},{"$f":"IF($AS$1=\"+\",LOOKUP($AO324,Data!$A$6:$A$1806,Data!$E$6:$E$1806)*-1,LOOKUP($AO324,Data!$A$6:$A$1806,Data!$E$6:$E$1806))","v":-237.20664978027344},{"$f":"LOOKUP($AO324,Data!$A$6:$A$1806,Data!$F$6:$F$1806)","v":0},{"$f":"LOOKUP($AO324,Data!$A$6:$A$1806,Data!$G$6:$G$1806)","v":0},{"$f":"LOOKUP($AO324,Data!$A$6:$A$1806,Data!$H$6:$H$1806)","v":0},{"$f":"LOOKUP($AO324,Data!$A$6:$A$1806,Data!$I$6:$I$1806)","v":0},{"$f":"LOOKUP($AO324,Data!$A$6:$A$1806,Data!$J$6:$J$1806)","v":-653},{"$f":"LOOKUP($AO324,Data!$A$6:$A$1806,Data!$K$6:$K$1806)","v":7733.31},83.9996337890625]
[null,40098.108078703248,{"$f":"LOOKUP(B325,Data!$A$6:$A$1806,Data!B$6:B$1806)","v":59.981998443603516},{"$f":"LOOKUP(B325,Data!$A$6:$A$1806,Data!C$6:C$1806)","v":0},null,null,null,72.0062255859375,72.0062255859375,null,null,0,36.016022144558974,{"$f":"AVERAGE(D$79:D325)","v":0},{"$f":"AVERAGE(M$79:M325)","v":414.93343594108381},-20.205450345498665,{"$f":"AVERAGE(P$79:P325)","v":253.11641599407375},633,null,null,null,null,null,null,0,633,-1052.7754597723938,null,null,null,null,null,null,null,null,null,null,null,null,null,40098.108078703248,{"$f":"LOOKUP($AO325,Data!$A$6:$A$1806,Data!$B$6:$B$1806)","v":59.981998443603516},{"$f":"LOOKUP($AO325,Data!$A$6:$A$1806,Data!$C$6:$C$1806)","v":0},{"$f":"LOOKUP($AO325,Data!$A$6:$A$1806,Data!$D$6:$D$1806)","v":0},{"$f":"IF($AS$1=\"+\",LOOKUP($AO325,Data!$A$6:$A$1806,Data!$E$6:$E$1806)*-1,LOOKUP($AO325,Data!$A$6:$A$1806,Data!$E$6:$E$1806))","v":-240.51637268066406},{"$f":"LOOKUP($AO325,Data!$A$6:$A$1806,Data!$F$6:$F$1806)","v":0},{"$f":"LOOKUP($AO325,Data!$A$6:$A$1806,Data!$G$6:$G$1806)","v":0},{"$f":"LOOKUP($AO325,Data!$A$6:$A$1806,Data!$H$6:$H$1806)","v":0},{"$f":"LOOKUP($AO325,Data!$A$6:$A$1806,Data!$I$6:$I$1806)","v":0},{"$f":"LOOKUP($AO325,Data!$A$6:$A$1806,Data!$J$6:$J$1806)","v":-653},{"$f":"LOOKUP($AO325,Data!$A$6:$A$1806,Data!$K$6:$K$1806)","v":7733.64},72.0062255859375]
[null,40098.108101851394,{"$f":"LOOKUP(B326,Data!$A$6:$A$1806,Data!B$6:B$1806)","v":59.978000640869141},{"$f":"LOOKUP(B326,Data!$A$6:$A$1806,Data!C$6:C$1806)","v":0},null,null,null,87.9974365234375,87.9974365234375,null,null,0,52.007233082058974,{"$f":"AVERAGE(D$79:D326)","v":0},{"$f":"AVERAGE(M$79:M326)","v":413.47002383278124},-20.205450345498665,{"$f":"AVERAGE(P$79:P326)","v":252.00984973358965},633,null,null,null,null,null,null,0,633,-987.14090378423396,null,null,null,null,null,null,null,null,null,null,null,null,null,40098.108101851394,{"$f":"LOOKUP($AO326,Data!$A$6:$A$1806,Data!$B$6:$B$1806)","v":59.978000640869141},{"$f":"LOOKUP($AO326,Data!$A$6:$A$1806,Data!$C$6:$C$1806)","v":0},{"$f":"LOOKUP($AO326,Data!$A$6:$A$1806,Data!$D$6:$D$1806)","v":0},{"$f":"IF($AS$1=\"+\",LOOKUP($AO326,Data!$A$6:$A$1806,Data!$E$6:$E$1806)*-1,LOOKUP($AO326,Data!$A$6:$A$1806,Data!$E$6:$E$1806))","v":-240.51637268066406},{"$f":"LOOKUP($AO326,Data!$A$6:$A$1806,Data!$F$6:$F$1806)","v":0},{"$f":"LOOKUP($AO326,Data!$A$6:$A$1806,Data!$G$6:$G$1806)","v":0},{"$f":"LOOKUP($AO326,Data!$A$6:$A$1806,Data!$H$6:$H$1806)","v":0},{"$f":"LOOKUP($AO326,Data!$A$6:$A$1806,Data!$I$6:$I$1806)","v":0},{"$f":"LOOKUP($AO326,Data!$A$6:$A$1806,Data!$J$6:$J$1806)","v":-653},{"$f":"LOOKUP($AO326,Data!$A$6:$A$1806,Data!$K$6:$K$1806)","v":7733.97},87.9974365234375]
[null,40098.10812499954,{"$f":"LOOKUP(B327,Data!$A$6:$A$1806,Data!B$6:B$1806)","v":59.976001739501953},{"$f":"LOOKUP(B327,Data!$A$6:$A$1806,Data!C$6:C$1806)","v":0},null,null,null,95.9930419921875,95.9930419921875,null,null,0,60.002838550808974,{"$f":"AVERAGE(D$79:D327)","v":0},{"$f":"AVERAGE(M$79:M327)","v":412.05047690393798},-20.205450345498665,{"$f":"AVERAGE(P$79:P327)","v":250.91220739456105},633,null,null,null,null,null,null,0,633,-957.29980745794001,null,null,null,null,null,null,null,null,null,null,null,null,null,40098.10812499954,{"$f":"LOOKUP($AO327,Data!$A$6:$A$1806,Data!$B$6:$B$1806)","v":59.976001739501953},{"$f":"LOOKUP($AO327,Data!$A$6:$A$1806,Data!$C$6:$C$1806)","v":0},{"$f":"LOOKUP($AO327,Data!$A$6:$A$1806,Data!$D$6:$D$1806)","v":0},{"$f":"IF($AS$1=\"+\",LOOKUP($AO327,Data!$A$6:$A$1806,Data!$E$6:$E$1806)*-1,LOOKUP($AO327,Data!$A$6:$A$1806,Data!$E$6:$E$1806))","v":-240.51637268066406},{"$f":"LOOKUP($AO327,Data!$A$6:$A$1806,Data!$F$6:$F$1806)","v":0},{"$f":"LOOKUP($AO327,Data!$A$6:$A$1806,Data!$G$6:$G$1806)","v":0},{"$f":"LOOKUP($AO327,Data!$A$6:$A$1806,Data!$H$6:$H$1806)","v":0},{"$f":"LOOKUP($AO327,Data!$A$6:$A$1806,Data!$I$6:$I$1806)","v":0},{"$f":"LOOKUP($AO327,Data!$A$6:$A$1806,Data!$J$6:$J$1806)","v":-653},{"$f":"LOOKUP($AO327,Data!$A$6:$A$1806,Data!$K$6:$K$1806)","v":7734.3},95.9930419921875]
[null,40098.108148147687,{"$f":"LOOKUP(B328,Data!$A$6:$A$1806,Data!B$6:B$1806)","v":59.9739990234375},{"$f":"LOOKUP(B328,Data!$A$6:$A$1806,Data!C$6:C$1806)","v":0},null,null,null,104.00390625,104.00390625,null,null,0,68.013702808621474,{"$f":"AVERAGE(D$79:D328)","v":0},{"$f":"AVERAGE(M$79:M328)","v":410.67432980755672},-20.205450345498665,{"$f":"AVERAGE(P$79:P328)","v":249.82338145986202},633,null,null,null,null,null,null,0,633,-929.15792288148054,null,null,null,null,null,null,null,null,null,null,null,null,null,40098.108148147687,{"$f":"LOOKUP($AO328,Data!$A$6:$A$1806,Data!$B$6:$B$1806)","v":59.9739990234375},{"$f":"LOOKUP($AO328,Data!$A$6:$A$1806,Data!$C$6:$C$1806)","v":0},{"$f":"LOOKUP($AO328,Data!$A$6:$A$1806,Data!$D$6:$D$1806)","v":0},{"$f":"IF($AS$1=\"+\",LOOKUP($AO328,Data!$A$6:$A$1806,Data!$E$6:$E$1806)*-1,LOOKUP($AO328,Data!$A$6:$A$1806,Data!$E$6:$E$1806))","v":-240.51637268066406},{"$f":"LOOKUP($AO328,Data!$A$6:$A$1806,Data!$F$6:$F$1806)","v":0},{"$f":"LOOKUP($AO328,Data!$A$6:$A$1806,Data!$G$6:$G$1806)","v":0},{"$f":"LOOKUP($AO328,Data!$A$6:$A$1806,Data!$H$6:$H$1806)","v":0},{"$f":"LOOKUP($AO328,Data!$A$6:$A$1806,Data!$I$6:$I$1806)","v":0},{"$f":"LOOKUP($AO328,Data!$A$6:$A$1806,Data!$J$6:$J$1806)","v":-653},{"$f":"LOOKUP($AO328,Data!$A$6:$A$1806,Data!$K$6:$K$1806)","v":7734.63},104.00390625]
[null,40098.108171295833,{"$f":"LOOKUP(B329,Data!$A$6:$A$1806,Data!B$6:B$1806)","v":59.976001739501953},{"$f":"LOOKUP(B329,Data!$A$6:$A$1806,Data!C$6:C$1806)","v":0},null,null,null,95.9930419921875,95.9930419921875,null,null,0,60.002838550808974,{"$f":"AVERAGE(D$79:D329)","v":0},{"$f":"AVERAGE(M$79:M329)","v":409.27723223282862},-20.205450345498665,{"$f":"AVERAGE(P$79:P329)","v":248.74326613264057},633,null,null,null,null,null,null,0,633,-957.29980745794001,null,null,null,null,null,null,null,null,null,null,null,null,null,40098.108171295833,{"$f":"LOOKUP($AO329,Data!$A$6:$A$1806,Data!$B$6:$B$1806)","v":59.976001739501953},{"$f":"LOOKUP($AO329,Data!$A$6:$A$1806,Data!$C$6:$C$1806)","v":0},{"$f":"LOOKUP($AO329,Data!$A$6:$A$1806,Data!$D$6:$D$1806)","v":0},{"$f":"IF($AS$1=\"+\",LOOKUP($AO329,Data!$A$6:$A$1806,Data!$E$6:$E$1806)*-1,LOOKUP($AO329,Data!$A$6:$A$1806,Data!$E$6:$E$1806))","v":-240.51637268066406},{"$f":"LOOKUP($AO329,Data!$A$6:$A$1806,Data!$F$6:$F$1806)","v":0},{"$f":"LOOKUP($AO329,Data!$A$6:$A$1806,Data!$G$6:$G$1806)","v":0},{"$f":"LOOKUP($AO329,Data!$A$6:$A$1806,Data!$H$6:$H$1806)","v":0},{"$f":"LOOKUP($AO329,Data!$A$6:$A$1806,Data!$I$6:$I$1806)","v":0},{"$f":"LOOKUP($AO329,Data!$A$6:$A$1806,Data!$J$6:$J$1806)","v":-653},{"$f":"LOOKUP($AO329,Data!$A$6:$A$1806,Data!$K$6:$K$1806)","v":7734.96},95.9930419921875]
[null,40098.108194443979,{"$f":"LOOKUP(B330,Data!$A$6:$A$1806,Data!B$6:B$1806)","v":59.977001190185547},{"$f":"LOOKUP(B330,Data!$A$6:$A$1806,Data!C$6:C$1806)","v":0},null,null,null,91.9952392578125,91.9952392578125,null,null,0,56.005035816433974,{"$f":"AVERAGE(D$79:D330)","v":0},{"$f":"AVERAGE(M$79:M330)","v":407.87535843752545},-20.205450345498665,{"$f":"AVERAGE(P$79:P330)","v":247.67175730205037},633,null,null,null,null,null,null,0,633,-971.99137177375064,null,null,null,null,null,null,null,null,null,null,null,null,null,40098.108194443979,{"$f":"LOOKUP($AO330,Data!$A$6:$A$1806,Data!$B$6:$B$1806)","v":59.977001190185547},{"$f":"LOOKUP($AO330,Data!$A$6:$A$1806,Data!$C$6:$C$1806)","v":0},{"$f":"LOOKUP($AO330,Data!$A$6:$A$1806,Data!$D$6:$D$1806)","v":0},{"$f":"IF($AS$1=\"+\",LOOKUP($AO330,Data!$A$6:$A$1806,Data!$E$6:$E$1806)*-1,LOOKUP($AO330,Data!$A$6:$A$1806,Data!$E$6:$E$1806))","v":-237.56605529785156},{"$f":"LOOKUP($AO330,Data!$A$6:$A$1806,Data!$F$6:$F$1806)","v":0},{"$f":"LOOKUP($AO330,Data!$A$6:$A$1806,Data!$G$6:$G$1806)","v":0},{"$f":"LOOKUP($AO330,Data!$A$6:$A$1806,Data!$H$6:$H$1806)","v":0},{"$f":"LOOKUP($AO330,Data!$A$6:$A$1806,Data!$I$6:$I$1806)","v":0},{"$f":"LOOKUP($AO330,Data!$A$6:$A$1806,Data!$J$6:$J$1806)","v":-653},{"$f":"LOOKUP($AO330,Data!$A$6:$A$1806,Data!$K$6:$K$1806)","v":7735.29},91.9952392578125]
[null,40098.108217592126,{"$f":"LOOKUP(B331,Data!$A$6:$A$1806,Data!B$6:B$1806)","v":59.977001190185547},{"$f":"LOOKUP(B331,Data!$A$6:$A$1806,Data!C$6:C$1806)","v":0},null,null,null,91.9952392578125,91.9952392578125,null,null,0,56.005035816433974,{"$f":"AVERAGE(D$79:D331)","v":0},{"$f":"AVERAGE(M$79:M331)","v":406.48456664850926},-20.205450345498665,{"$f":"AVERAGE(P$79:P331)","v":246.60875250979817},633,null,null,null,null,null,null,0,633,-971.99137177375064,null,null,null,null,null,null,null,null,null,null,null,null,null,40098.108217592126,{"$f":"LOOKUP($AO331,Data!$A$6:$A$1806,Data!$B$6:$B$1806)","v":59.977001190185547},{"$f":"LOOKUP($AO331,Data!$A$6:$A$1806,Data!$C$6:$C$1806)","v":0},{"$f":"LOOKUP($AO331,Data!$A$6:$A$1806,Data!$D$6:$D$1806)","v":0},{"$f":"IF($AS$1=\"+\",LOOKUP($AO331,Data!$A$6:$A$1806,Data!$E$6:$E$1806)*-1,LOOKUP($AO331,Data!$A$6:$A$1806,Data!$E$6:$E$1806))","v":-237.56605529785156},{"$f":"LOOKUP($AO331,Data!$A$6:$A$1806,Data!$F$6:$F$1806)","v":0},{"$f":"LOOKUP($AO331,Data!$A$6:$A$1806,Data!$G$6:$G$1806)","v":0},{"$f":"LOOKUP($AO331,Data!$A$6:$A$1806,Data!$H$6:$H$1806)","v":0},{"$f":"LOOKUP($AO331,Data!$A$6:$A$1806,Data!$I$6:$I$1806)","v":0},{"$f":"LOOKUP($AO331,Data!$A$6:$A$1806,Data!$J$6:$J$1806)","v":-653},{"$f":"LOOKUP($AO331,Data!$A$6:$A$1806,Data!$K$6:$K$1806)","v":7735.62},91.9952392578125]
[null,40098.108240740272,{"$f":"LOOKUP(B332,Data!$A$6:$A$1806,Data!B$6:B$1806)","v":59.974998474121094},{"$f":"LOOKUP(B332,Data!$A$6:$A$1806,Data!C$6:C$1806)","v":0},null,null,null,100.006103515625,100.006103515625,null,null,0,64.015900074246474,{"$f":"AVERAGE(D$79:D332)","v":0},{"$f":"AVERAGE(M$79:M332)","v":405.1362648116027},-20.205450345498665,{"$f":"AVERAGE(P$79:P332)","v":245.55415091748475},633,null,null,null,null,null,null,0,633,-942.99216196057534,null,null,null,null,null,null,null,null,null,null,null,null,null,40098.108240740272,{"$f":"LOOKUP($AO332,Data!$A$6:$A$1806,Data!$B$6:$B$1806)","v":59.974998474121094},{"$f":"LOOKUP($AO332,Data!$A$6:$A$1806,Data!$C$6:$C$1806)","v":0},{"$f":"LOOKUP($AO332,Data!$A$6:$A$1806,Data!$D$6:$D$1806)","v":0},{"$f":"IF($AS$1=\"+\",LOOKUP($AO332,Data!$A$6:$A$1806,Data!$E$6:$E$1806)*-1,LOOKUP($AO332,Data!$A$6:$A$1806,Data!$E$6:$E$1806))","v":-237.56605529785156},{"$f":"LOOKUP($AO332,Data!$A$6:$A$1806,Data!$F$6:$F$1806)","v":0},{"$f":"LOOKUP($AO332,Data!$A$6:$A$1806,Data!$G$6:$G$1806)","v":0},{"$f":"LOOKUP($AO332,Data!$A$6:$A$1806,Data!$H$6:$H$1806)","v":0},{"$f":"LOOKUP($AO332,Data!$A$6:$A$1806,Data!$I$6:$I$1806)","v":0},{"$f":"LOOKUP($AO332,Data!$A$6:$A$1806,Data!$J$6:$J$1806)","v":-653},{"$f":"LOOKUP($AO332,Data!$A$6:$A$1806,Data!$K$6:$K$1806)","v":7735.95},100.006103515625]
[null,40098.108263888418,{"$f":"LOOKUP(B333,Data!$A$6:$A$1806,Data!B$6:B$1806)","v":59.972999572753906},{"$f":"LOOKUP(B333,Data!$A$6:$A$1806,Data!C$6:C$1806)","v":0},null,null,null,108.001708984375,108.001708984375,null,null,0,72.011505542996474,{"$f":"AVERAGE(D$79:D333)","v":0},{"$f":"AVERAGE(M$79:M333)","v":403.82989320662773},-20.205450345498665,{"$f":"AVERAGE(P$79:P333)","v":244.50785327471709},633,null,null,null,null,null,null,0,633,-915.72372746901021,null,null,null,null,null,null,null,null,null,null,null,null,null,40098.108263888418,{"$f":"LOOKUP($AO333,Data!$A$6:$A$1806,Data!$B$6:$B$1806)","v":59.972999572753906},{"$f":"LOOKUP($AO333,Data!$A$6:$A$1806,Data!$C$6:$C$1806)","v":0},{"$f":"LOOKUP($AO333,Data!$A$6:$A$1806,Data!$D$6:$D$1806)","v":0},{"$f":"IF($AS$1=\"+\",LOOKUP($AO333,Data!$A$6:$A$1806,Data!$E$6:$E$1806)*-1,LOOKUP($AO333,Data!$A$6:$A$1806,Data!$E$6:$E$1806))","v":-237.56605529785156},{"$f":"LOOKUP($AO333,Data!$A$6:$A$1806,Data!$F$6:$F$1806)","v":0},{"$f":"LOOKUP($AO333,Data!$A$6:$A$1806,Data!$G$6:$G$1806)","v":0},{"$f":"LOOKUP($AO333,Data!$A$6:$A$1806,Data!$H$6:$H$1806)","v":0},{"$f":"LOOKUP($AO333,Data!$A$6:$A$1806,Data!$I$6:$I$1806)","v":0},{"$f":"LOOKUP($AO333,Data!$A$6:$A$1806,Data!$J$6:$J$1806)","v":-653},{"$f":"LOOKUP($AO333,Data!$A$6:$A$1806,Data!$K$6:$K$1806)","v":7736.28},108.001708984375]
[null,40098.108287036564,{"$f":"LOOKUP(B334,Data!$A$6:$A$1806,Data!B$6:B$1806)","v":59.969001770019531},{"$f":"LOOKUP(B334,Data!$A$6:$A$1806,Data!C$6:C$1806)","v":0},null,null,null,123.992919921875,123.992919921875,null,null,0,88.002716480496474,{"$f":"AVERAGE(D$79:D334)","v":0},{"$f":"AVERAGE(M$79:M334)","v":402.59619329754128},-20.205450345498665,{"$f":"AVERAGE(P$79:P334)","v":243.46976188797115},633,null,null,null,null,null,null,0,633,-865.6593149050218,null,null,null,null,null,null,null,null,null,null,null,null,null,40098.108287036564,{"$f":"LOOKUP($AO334,Data!$A$6:$A$1806,Data!$B$6:$B$1806)","v":59.969001770019531},{"$f":"LOOKUP($AO334,Data!$A$6:$A$1806,Data!$C$6:$C$1806)","v":0},{"$f":"LOOKUP($AO334,Data!$A$6:$A$1806,Data!$D$6:$D$1806)","v":0},{"$f":"IF($AS$1=\"+\",LOOKUP($AO334,Data!$A$6:$A$1806,Data!$E$6:$E$1806)*-1,LOOKUP($AO334,Data!$A$6:$A$1806,Data!$E$6:$E$1806))","v":-237.56605529785156},{"$f":"LOOKUP($AO334,Data!$A$6:$A$1806,Data!$F$6:$F$1806)","v":0},{"$f":"LOOKUP($AO334,Data!$A$6:$A$1806,Data!$G$6:$G$1806)","v":0},{"$f":"LOOKUP($AO334,Data!$A$6:$A$1806,Data!$H$6:$H$1806)","v":0},{"$f":"LOOKUP($AO334,Data!$A$6:$A$1806,Data!$I$6:$I$1806)","v":0},{"$f":"LOOKUP($AO334,Data!$A$6:$A$1806,Data!$J$6:$J$1806)","v":-653},{"$f":"LOOKUP($AO334,Data!$A$6:$A$1806,Data!$K$6:$K$1806)","v":7736.61},123.992919921875]
[null,40098.108310184711,{"$f":"LOOKUP(B335,Data!$A$6:$A$1806,Data!B$6:B$1806)","v":59.970001220703125},{"$f":"LOOKUP(B335,Data!$A$6:$A$1806,Data!C$6:C$1806)","v":0},null,null,null,119.9951171875,119.9951171875,null,null,0,84.004913746121474,{"$f":"AVERAGE(D$79:D335)","v":0},{"$f":"AVERAGE(M$79:M335)","v":401.35653851329448},-20.205450345498665,{"$f":"AVERAGE(P$79:P335)","v":242.43978059018414},633,null,null,null,null,null,null,0,633,-877.6550963604509,null,null,null,null,null,null,null,null,null,null,null,null,null,40098.108310184711,{"$f":"LOOKUP($AO335,Data!$A$6:$A$1806,Data!$B$6:$B$1806)","v":59.970001220703125},{"$f":"LOOKUP($AO335,Data!$A$6:$A$1806,Data!$C$6:$C$1806)","v":0},{"$f":"LOOKUP($AO335,Data!$A$6:$A$1806,Data!$D$6:$D$1806)","v":0},{"$f":"IF($AS$1=\"+\",LOOKUP($AO335,Data!$A$6:$A$1806,Data!$E$6:$E$1806)*-1,LOOKUP($AO335,Data!$A$6:$A$1806,Data!$E$6:$E$1806))","v":-231.5814208984375},{"$f":"LOOKUP($AO335,Data!$A$6:$A$1806,Data!$F$6:$F$1806)","v":0},{"$f":"LOOKUP($AO335,Data!$A$6:$A$1806,Data!$G$6:$G$1806)","v":0},{"$f":"LOOKUP($AO335,Data!$A$6:$A$1806,Data!$H$6:$H$1806)","v":0},{"$f":"LOOKUP($AO335,Data!$A$6:$A$1806,Data!$I$6:$I$1806)","v":0},{"$f":"LOOKUP($AO335,Data!$A$6:$A$1806,Data!$J$6:$J$1806)","v":-653},{"$f":"LOOKUP($AO335,Data!$A$6:$A$1806,Data!$K$6:$K$1806)","v":7736.94},119.9951171875]
[null,40098.108333332857,{"$f":"LOOKUP(B336,Data!$A$6:$A$1806,Data!B$6:B$1806)","v":59.971000671386719},{"$f":"LOOKUP(B336,Data!$A$6:$A$1806,Data!C$6:C$1806)","v":0},null,null,null,115.997314453125,115.997314453125,null,null,{"$f":"IF(B336>G$3,0,(K$21*0.000023148/K$22))","v":0},{"$f":"M335+L336+(I336-I335)","v":80.007111011746474},{"$f":"AVERAGE(D$79:D336)","v":0},{"$f":"AVERAGE(M$79:M336)","v":400.11099809662181},-20.205450345498665,{"$f":"AVERAGE(P$79:P336)","v":241.41781471105696},633,null,null,null,null,null,null,0,633,{"$f":"Z336/((C336-G$4)*10)","v":-889.98801011001683},null,null,null,null,null,null,null,null,null,null,null,null,null,40098.108333332857,{"$f":"LOOKUP($AO336,Data!$A$6:$A$1806,Data!$B$6:$B$1806)","v":59.971000671386719},{"$f":"LOOKUP($AO336,Data!$A$6:$A$1806,Data!$C$6:$C$1806)","v":0},{"$f":"LOOKUP($AO336,Data!$A$6:$A$1806,Data!$D$6:$D$1806)","v":0},{"$f":"IF($AS$1=\"+\",LOOKUP($AO336,Data!$A$6:$A$1806,Data!$E$6:$E$1806)*-1,LOOKUP($AO336,Data!$A$6:$A$1806,Data!$E$6:$E$1806))","v":-231.5814208984375},{"$f":"LOOKUP($AO336,Data!$A$6:$A$1806,Data!$F$6:$F$1806)","v":0},{"$f":"LOOKUP($AO336,Data!$A$6:$A$1806,Data!$G$6:$G$1806)","v":0},{"$f":"LOOKUP($AO336,Data!$A$6:$A$1806,Data!$H$6:$H$1806)","v":0},{"$f":"LOOKUP($AO336,Data!$A$6:$A$1806,Data!$I$6:$I$1806)","v":0},{"$f":"LOOKUP($AO336,Data!$A$6:$A$1806,Data!$J$6:$J$1806)","v":-653},{"$f":"LOOKUP($AO336,Data!$A$6:$A$1806,Data!$K$6:$K$1806)","v":7737.27},115.997314453125]
[null,40098.108356481003,{"$f":"LOOKUP(B337,Data!$A$6:$A$1806,Data!B$6:B$1806)","v":59.972999572753906},{"$f":"LOOKUP(B337,Data!$A$6:$A$1806,Data!C$6:C$1806)","v":0},null,null,null,108.001708984375,108.001708984375,null,null,0,72.011505542996474,{"$f":"AVERAGE(D$79:D337)","v":0},{"$f":"AVERAGE(M$79:M337)","v":398.84420468907882},-20.205450345498665,{"$f":"AVERAGE(P$79:P337)","v":240.40377104804705},{"$f":"R$41","v":633},null,null,null,null,null,null,0,633,-915.72372746901021,null,null,null,null,null,null,null,null,null,null,null,null,null,{"$f":"AO336+TIME(0,0,$B$1)","v":40098.108356481003},{"$f":"LOOKUP($AO337,Data!$A$6:$A$1806,Data!$B$6:$B$1806)","v":59.972999572753906},{"$f":"LOOKUP($AO337,Data!$A$6:$A$1806,Data!$C$6:$C$1806)","v":0},{"$f":"LOOKUP($AO337,Data!$A$6:$A$1806,Data!$D$6:$D$1806)","v":0},{"$f":"IF($AS$1=\"+\",LOOKUP($AO337,Data!$A$6:$A$1806,Data!$E$6:$E$1806)*-1,LOOKUP($AO337,Data!$A$6:$A$1806,Data!$E$6:$E$1806))","v":-231.5814208984375},{"$f":"LOOKUP($AO337,Data!$A$6:$A$1806,Data!$F$6:$F$1806)","v":0},{"$f":"LOOKUP($AO337,Data!$A$6:$A$1806,Data!$G$6:$G$1806)","v":0},{"$f":"LOOKUP($AO337,Data!$A$6:$A$1806,Data!$H$6:$H$1806)","v":0},{"$f":"LOOKUP($AO337,Data!$A$6:$A$1806,Data!$I$6:$I$1806)","v":0},{"$f":"LOOKUP($AO337,Data!$A$6:$A$1806,Data!$J$6:$J$1806)","v":-653},{"$f":"LOOKUP($AO337,Data!$A$6:$A$1806,Data!$K$6:$K$1806)","v":7737.6},108.001708984375]
[null,40098.10837962915,{"$f":"LOOKUP(B338,Data!$A$6:$A$1806,Data!B$6:B$1806)","v":59.978000640869141},{"$f":"LOOKUP(B338,Data!$A$6:$A$1806,Data!C$6:C$1806)","v":0},null,null,null,87.9974365234375,87.9974365234375,null,null,0,52.007233082058974,{"$f":"AVERAGE(D$79:D338)","v":0},{"$f":"AVERAGE(M$79:M338)","v":397.51021633674412},{"$f":"P337+L338","v":-20.205450345498665},{"$f":"AVERAGE(P$79:P338)","v":239.39755783803335},633,null,null,null,null,null,null,0,633,-987.14090378423396,null,null,null,null,null,null,null,null,null,null,null,null,null,40098.10837962915,{"$f":"LOOKUP($AO338,Data!$A$6:$A$1806,Data!$B$6:$B$1806)","v":59.978000640869141},{"$f":"LOOKUP($AO338,Data!$A$6:$A$1806,Data!$C$6:$C$1806)","v":0},{"$f":"LOOKUP($AO338,Data!$A$6:$A$1806,Data!$D$6:$D$1806)","v":0},{"$f":"IF($AS$1=\"+\",LOOKUP($AO338,Data!$A$6:$A$1806,Data!$E$6:$E$1806)*-1,LOOKUP($AO338,Data!$A$6:$A$1806,Data!$E$6:$E$1806))","v":-231.5814208984375},{"$f":"LOOKUP($AO338,Data!$A$6:$A$1806,Data!$F$6:$F$1806)","v":0},{"$f":"LOOKUP($AO338,Data!$A$6:$A$1806,Data!$G$6:$G$1806)","v":0},{"$f":"LOOKUP($AO338,Data!$A$6:$A$1806,Data!$H$6:$H$1806)","v":0},{"$f":"LOOKUP($AO338,Data!$A$6:$A$1806,Data!$I$6:$I$1806)","v":0},{"$f":"LOOKUP($AO338,Data!$A$6:$A$1806,Data!$J$6:$J$1806)","v":-653},{"$f":"LOOKUP($AO338,Data!$A$6:$A$1806,Data!$K$6:$K$1806)","v":7737.93},87.9974365234375]
[null,40098.108402777296,{"$f":"LOOKUP(B339,Data!$A$6:$A$1806,Data!B$6:B$1806)","v":59.980998992919922},{"$f":"LOOKUP(B339,Data!$A$6:$A$1806,Data!C$6:C$1806)","v":0},null,null,null,76.0040283203125,76.0040283203125,null,null,0,40.013824878933974,{"$f":"AVERAGE(D$79:D339)","v":0},{"$f":"AVERAGE(M$79:M339)","v":396.14049836180999},-20.205450345498665,{"$f":"AVERAGE(P$79:P339)","v":238.39908472963515},633,null,null,null,null,null,null,0,633,-1035.5619474066043,null,null,null,null,null,null,null,null,null,null,null,null,null,40098.108402777296,{"$f":"LOOKUP($AO339,Data!$A$6:$A$1806,Data!$B$6:$B$1806)","v":59.980998992919922},{"$f":"LOOKUP($AO339,Data!$A$6:$A$1806,Data!$C$6:$C$1806)","v":0},{"$f":"LOOKUP($AO339,Data!$A$6:$A$1806,Data!$D$6:$D$1806)","v":0},{"$f":"IF($AS$1=\"+\",LOOKUP($AO339,Data!$A$6:$A$1806,Data!$E$6:$E$1806)*-1,LOOKUP($AO339,Data!$A$6:$A$1806,Data!$E$6:$E$1806))","v":-231.5814208984375},{"$f":"LOOKUP($AO339,Data!$A$6:$A$1806,Data!$F$6:$F$1806)","v":0},{"$f":"LOOKUP($AO339,Data!$A$6:$A$1806,Data!$G$6:$G$1806)","v":0},{"$f":"LOOKUP($AO339,Data!$A$6:$A$1806,Data!$H$6:$H$1806)","v":0},{"$f":"LOOKUP($AO339,Data!$A$6:$A$1806,Data!$I$6:$I$1806)","v":0},{"$f":"LOOKUP($AO339,Data!$A$6:$A$1806,Data!$J$6:$J$1806)","v":-653},{"$f":"LOOKUP($AO339,Data!$A$6:$A$1806,Data!$K$6:$K$1806)","v":7738.26},76.0040283203125]
[null,40098.108425925442,{"$f":"LOOKUP(B340,Data!$A$6:$A$1806,Data!B$6:B$1806)","v":59.978000640869141},{"$f":"LOOKUP(B340,Data!$A$6:$A$1806,Data!C$6:C$1806)","v":0},null,null,null,87.9974365234375,87.9974365234375,null,null,0,52.007233082058974,{"$f":"AVERAGE(D$79:D340)","v":0},{"$f":"AVERAGE(M$79:M340)","v":394.82701261646741},-20.205450345498665,{"$f":"AVERAGE(P$79:P340)","v":237.4082627561672},633,null,null,null,null,null,null,0,633,-987.14090378423396,null,null,null,null,null,null,null,null,null,null,null,null,null,40098.108425925442,{"$f":"LOOKUP($AO340,Data!$A$6:$A$1806,Data!$B$6:$B$1806)","v":59.978000640869141},{"$f":"LOOKUP($AO340,Data!$A$6:$A$1806,Data!$C$6:$C$1806)","v":0},{"$f":"LOOKUP($AO340,Data!$A$6:$A$1806,Data!$D$6:$D$1806)","v":0},{"$f":"IF($AS$1=\"+\",LOOKUP($AO340,Data!$A$6:$A$1806,Data!$E$6:$E$1806)*-1,LOOKUP($AO340,Data!$A$6:$A$1806,Data!$E$6:$E$1806))","v":-235.85084533691406},{"$f":"LOOKUP($AO340,Data!$A$6:$A$1806,Data!$F$6:$F$1806)","v":0},{"$f":"LOOKUP($AO340,Data!$A$6:$A$1806,Data!$G$6:$G$1806)","v":0},{"$f":"LOOKUP($AO340,Data!$A$6:$A$1806,Data!$H$6:$H$1806)","v":0},{"$f":"LOOKUP($AO340,Data!$A$6:$A$1806,Data!$I$6:$I$1806)","v":0},{"$f":"LOOKUP($AO340,Data!$A$6:$A$1806,Data!$J$6:$J$1806)","v":-653},{"$f":"LOOKUP($AO340,Data!$A$6:$A$1806,Data!$K$6:$K$1806)","v":7738.59},87.9974365234375]
[null,40098.108449073588,{"$f":"LOOKUP(B341,Data!$A$6:$A$1806,Data!B$6:B$1806)","v":59.974998474121094},{"$f":"LOOKUP(B341,Data!$A$6:$A$1806,Data!C$6:C$1806)","v":0},null,null,null,100.006103515625,100.006103515625,null,null,0,64.015900074246474,{"$f":"AVERAGE(D$79:D341)","v":0},{"$f":"AVERAGE(M$79:M341)","v":393.56917568664903},-20.205450345498665,{"$f":"AVERAGE(P$79:P341)","v":236.42500430921427},633,null,null,null,null,null,null,0,633,-942.99216196057534,null,null,null,null,null,null,null,null,null,null,null,null,null,40098.108449073588,{"$f":"LOOKUP($AO341,Data!$A$6:$A$1806,Data!$B$6:$B$1806)","v":59.974998474121094},{"$f":"LOOKUP($AO341,Data!$A$6:$A$1806,Data!$C$6:$C$1806)","v":0},{"$f":"LOOKUP($AO341,Data!$A$6:$A$1806,Data!$D$6:$D$1806)","v":0},{"$f":"IF($AS$1=\"+\",LOOKUP($AO341,Data!$A$6:$A$1806,Data!$E$6:$E$1806)*-1,LOOKUP($AO341,Data!$A$6:$A$1806,Data!$E$6:$E$1806))","v":-235.85084533691406},{"$f":"LOOKUP($AO341,Data!$A$6:$A$1806,Data!$F$6:$F$1806)","v":0},{"$f":"LOOKUP($AO341,Data!$A$6:$A$1806,Data!$G$6:$G$1806)","v":0},{"$f":"LOOKUP($AO341,Data!$A$6:$A$1806,Data!$H$6:$H$1806)","v":0},{"$f":"LOOKUP($AO341,Data!$A$6:$A$1806,Data!$I$6:$I$1806)","v":0},{"$f":"LOOKUP($AO341,Data!$A$6:$A$1806,Data!$J$6:$J$1806)","v":-653},{"$f":"LOOKUP($AO341,Data!$A$6:$A$1806,Data!$K$6:$K$1806)","v":7738.92},100.006103515625]
[null,40098.108472221735,{"$f":"LOOKUP(B342,Data!$A$6:$A$1806,Data!B$6:B$1806)","v":59.972000122070313},{"$f":"LOOKUP(B342,Data!$A$6:$A$1806,Data!C$6:C$1806)","v":0},null,null,null,111.99951171875,111.99951171875,null,null,0,76.009308277371474,{"$f":"AVERAGE(D$79:D342)","v":0},{"$f":"AVERAGE(M$79:M342)","v":392.36629740100784},-20.205450345498665,{"$f":"AVERAGE(P$79:P342)","v":235.44922311280851},633,null,null,null,null,null,null,0,633,-902.67247098182406,null,null,null,null,null,null,null,null,null,null,null,null,null,40098.108472221735,{"$f":"LOOKUP($AO342,Data!$A$6:$A$1806,Data!$B$6:$B$1806)","v":59.972000122070313},{"$f":"LOOKUP($AO342,Data!$A$6:$A$1806,Data!$C$6:$C$1806)","v":0},{"$f":"LOOKUP($AO342,Data!$A$6:$A$1806,Data!$D$6:$D$1806)","v":0},{"$f":"IF($AS$1=\"+\",LOOKUP($AO342,Data!$A$6:$A$1806,Data!$E$6:$E$1806)*-1,LOOKUP($AO342,Data!$A$6:$A$1806,Data!$E$6:$E$1806))","v":-235.85084533691406},{"$f":"LOOKUP($AO342,Data!$A$6:$A$1806,Data!$F$6:$F$1806)","v":0},{"$f":"LOOKUP($AO342,Data!$A$6:$A$1806,Data!$G$6:$G$1806)","v":0},{"$f":"LOOKUP($AO342,Data!$A$6:$A$1806,Data!$H$6:$H$1806)","v":0},{"$f":"LOOKUP($AO342,Data!$A$6:$A$1806,Data!$I$6:$I$1806)","v":0},{"$f":"LOOKUP($AO342,Data!$A$6:$A$1806,Data!$J$6:$J$1806)","v":-653},{"$f":"LOOKUP($AO342,Data!$A$6:$A$1806,Data!$K$6:$K$1806)","v":7739.25},111.99951171875]
[null,40098.108495369881,{"$f":"LOOKUP(B343,Data!$A$6:$A$1806,Data!B$6:B$1806)","v":59.976001739501953},{"$f":"LOOKUP(B343,Data!$A$6:$A$1806,Data!C$6:C$1806)","v":0},null,null,null,95.9930419921875,95.9930419921875,null,null,0,60.002838550808974,{"$f":"AVERAGE(D$79:D343)","v":0},{"$f":"AVERAGE(M$79:M343)","v":391.11209566949765},-20.205450345498665,{"$f":"AVERAGE(P$79:P343)","v":234.48083419819372},633,null,null,null,null,null,null,0,633,-957.29980745794001,null,null,null,null,null,null,null,null,null,null,null,null,null,40098.108495369881,{"$f":"LOOKUP($AO343,Data!$A$6:$A$1806,Data!$B$6:$B$1806)","v":59.976001739501953},{"$f":"LOOKUP($AO343,Data!$A$6:$A$1806,Data!$C$6:$C$1806)","v":0},{"$f":"LOOKUP($AO343,Data!$A$6:$A$1806,Data!$D$6:$D$1806)","v":0},{"$f":"IF($AS$1=\"+\",LOOKUP($AO343,Data!$A$6:$A$1806,Data!$E$6:$E$1806)*-1,LOOKUP($AO343,Data!$A$6:$A$1806,Data!$E$6:$E$1806))","v":-235.85084533691406},{"$f":"LOOKUP($AO343,Data!$A$6:$A$1806,Data!$F$6:$F$1806)","v":0},{"$f":"LOOKUP($AO343,Data!$A$6:$A$1806,Data!$G$6:$G$1806)","v":0},{"$f":"LOOKUP($AO343,Data!$A$6:$A$1806,Data!$H$6:$H$1806)","v":0},{"$f":"LOOKUP($AO343,Data!$A$6:$A$1806,Data!$I$6:$I$1806)","v":0},{"$f":"LOOKUP($AO343,Data!$A$6:$A$1806,Data!$J$6:$J$1806)","v":-653},{"$f":"LOOKUP($AO343,Data!$A$6:$A$1806,Data!$K$6:$K$1806)","v":7739.58},95.9930419921875]
[null,40098.108518518027,{"$f":"LOOKUP(B344,Data!$A$6:$A$1806,Data!B$6:B$1806)","v":59.974998474121094},{"$f":"LOOKUP(B344,Data!$A$6:$A$1806,Data!C$6:C$1806)","v":0},null,null,null,100.006103515625,100.006103515625,null,null,0,64.015900074246474,{"$f":"AVERAGE(D$79:D344)","v":0},{"$f":"AVERAGE(M$79:M344)","v":389.88241072365082},-20.205450345498665,{"$f":"AVERAGE(P$79:P344)","v":233.5197538791609},633,null,null,null,null,null,null,0,633,-942.99216196057534,null,null,null,null,null,null,null,null,null,null,null,null,null,40098.108518518027,{"$f":"LOOKUP($AO344,Data!$A$6:$A$1806,Data!$B$6:$B$1806)","v":59.974998474121094},{"$f":"LOOKUP($AO344,Data!$A$6:$A$1806,Data!$C$6:$C$1806)","v":0},{"$f":"LOOKUP($AO344,Data!$A$6:$A$1806,Data!$D$6:$D$1806)","v":0},{"$f":"IF($AS$1=\"+\",LOOKUP($AO344,Data!$A$6:$A$1806,Data!$E$6:$E$1806)*-1,LOOKUP($AO344,Data!$A$6:$A$1806,Data!$E$6:$E$1806))","v":-235.85084533691406},{"$f":"LOOKUP($AO344,Data!$A$6:$A$1806,Data!$F$6:$F$1806)","v":0},{"$f":"LOOKUP($AO344,Data!$A$6:$A$1806,Data!$G$6:$G$1806)","v":0},{"$f":"LOOKUP($AO344,Data!$A$6:$A$1806,Data!$H$6:$H$1806)","v":0},{"$f":"LOOKUP($AO344,Data!$A$6:$A$1806,Data!$I$6:$I$1806)","v":0},{"$f":"LOOKUP($AO344,Data!$A$6:$A$1806,Data!$J$6:$J$1806)","v":-653},{"$f":"LOOKUP($AO344,Data!$A$6:$A$1806,Data!$K$6:$K$1806)","v":7739.91},100.006103515625]
[null,40098.108541666174,{"$f":"LOOKUP(B345,Data!$A$6:$A$1806,Data!B$6:B$1806)","v":59.972999572753906},{"$f":"LOOKUP(B345,Data!$A$6:$A$1806,Data!C$6:C$1806)","v":0},null,null,null,108.001708984375,108.001708984375,null,null,0,72.011505542996474,{"$f":"AVERAGE(D$79:D345)","v":0},{"$f":"AVERAGE(M$79:M345)","v":388.69188298889179},-20.205450345498665,{"$f":"AVERAGE(P$79:P345)","v":232.56589972794038},633,null,null,null,null,null,null,0,633,-915.72372746901021,null,null,null,null,null,null,null,null,null,null,null,null,null,40098.108541666174,{"$f":"LOOKUP($AO345,Data!$A$6:$A$1806,Data!$B$6:$B$1806)","v":59.972999572753906},{"$f":"LOOKUP($AO345,Data!$A$6:$A$1806,Data!$C$6:$C$1806)","v":0},{"$f":"LOOKUP($AO345,Data!$A$6:$A$1806,Data!$D$6:$D$1806)","v":0},{"$f":"IF($AS$1=\"+\",LOOKUP($AO345,Data!$A$6:$A$1806,Data!$E$6:$E$1806)*-1,LOOKUP($AO345,Data!$A$6:$A$1806,Data!$E$6:$E$1806))","v":-233.55998229980469},{"$f":"LOOKUP($AO345,Data!$A$6:$A$1806,Data!$F$6:$F$1806)","v":0},{"$f":"LOOKUP($AO345,Data!$A$6:$A$1806,Data!$G$6:$G$1806)","v":0},{"$f":"LOOKUP($AO345,Data!$A$6:$A$1806,Data!$H$6:$H$1806)","v":0},{"$f":"LOOKUP($AO345,Data!$A$6:$A$1806,Data!$I$6:$I$1806)","v":0},{"$f":"LOOKUP($AO345,Data!$A$6:$A$1806,Data!$J$6:$J$1806)","v":-653},{"$f":"LOOKUP($AO345,Data!$A$6:$A$1806,Data!$K$6:$K$1806)","v":7740.24},108.001708984375]
[null,40098.10856481432,{"$f":"LOOKUP(B346,Data!$A$6:$A$1806,Data!B$6:B$1806)","v":59.969001770019531},{"$f":"LOOKUP(B346,Data!$A$6:$A$1806,Data!C$6:C$1806)","v":0},null,null,null,123.992919921875,123.992919921875,null,null,0,88.002716480496474,{"$f":"AVERAGE(D$79:D346)","v":0},{"$f":"AVERAGE(M$79:M346)","v":387.56990848699479},-20.205450345498665,{"$f":"AVERAGE(P$79:P346)","v":231.61919055163534},633,null,null,null,null,null,null,0,633,-865.6593149050218,null,null,null,null,null,null,null,null,null,null,null,null,null,40098.10856481432,{"$f":"LOOKUP($AO346,Data!$A$6:$A$1806,Data!$B$6:$B$1806)","v":59.969001770019531},{"$f":"LOOKUP($AO346,Data!$A$6:$A$1806,Data!$C$6:$C$1806)","v":0},{"$f":"LOOKUP($AO346,Data!$A$6:$A$1806,Data!$D$6:$D$1806)","v":0},{"$f":"IF($AS$1=\"+\",LOOKUP($AO346,Data!$A$6:$A$1806,Data!$E$6:$E$1806)*-1,LOOKUP($AO346,Data!$A$6:$A$1806,Data!$E$6:$E$1806))","v":-233.55998229980469},{"$f":"LOOKUP($AO346,Data!$A$6:$A$1806,Data!$F$6:$F$1806)","v":0},{"$f":"LOOKUP($AO346,Data!$A$6:$A$1806,Data!$G$6:$G$1806)","v":0},{"$f":"LOOKUP($AO346,Data!$A$6:$A$1806,Data!$H$6:$H$1806)","v":0},{"$f":"LOOKUP($AO346,Data!$A$6:$A$1806,Data!$I$6:$I$1806)","v":0},{"$f":"LOOKUP($AO346,Data!$A$6:$A$1806,Data!$J$6:$J$1806)","v":-653},{"$f":"LOOKUP($AO346,Data!$A$6:$A$1806,Data!$K$6:$K$1806)","v":7740.57},123.992919921875]
[null,40098.108587962466,{"$f":"LOOKUP(B347,Data!$A$6:$A$1806,Data!B$6:B$1806)","v":59.965999603271484},{"$f":"LOOKUP(B347,Data!$A$6:$A$1806,Data!C$6:C$1806)","v":0},null,null,null,136.0015869140625,136.0015869140625,null,null,0,100.01138347268397,{"$f":"AVERAGE(D$79:D347)","v":0},{"$f":"AVERAGE(M$79:M347)","v":386.50091768768505},-20.205450345498665,{"$f":"AVERAGE(P$79:P347)","v":230.67954636918336},633,null,null,null,null,null,null,0,633,-831.5203016655496,null,null,null,null,null,null,null,null,null,null,null,null,null,40098.108587962466,{"$f":"LOOKUP($AO347,Data!$A$6:$A$1806,Data!$B$6:$B$1806)","v":59.965999603271484},{"$f":"LOOKUP($AO347,Data!$A$6:$A$1806,Data!$C$6:$C$1806)","v":0},{"$f":"LOOKUP($AO347,Data!$A$6:$A$1806,Data!$D$6:$D$1806)","v":0},{"$f":"IF($AS$1=\"+\",LOOKUP($AO347,Data!$A$6:$A$1806,Data!$E$6:$E$1806)*-1,LOOKUP($AO347,Data!$A$6:$A$1806,Data!$E$6:$E$1806))","v":-233.55998229980469},{"$f":"LOOKUP($AO347,Data!$A$6:$A$1806,Data!$F$6:$F$1806)","v":0},{"$f":"LOOKUP($AO347,Data!$A$6:$A$1806,Data!$G$6:$G$1806)","v":0},{"$f":"LOOKUP($AO347,Data!$A$6:$A$1806,Data!$H$6:$H$1806)","v":0},{"$f":"LOOKUP($AO347,Data!$A$6:$A$1806,Data!$I$6:$I$1806)","v":0},{"$f":"LOOKUP($AO347,Data!$A$6:$A$1806,Data!$J$6:$J$1806)","v":-653},{"$f":"LOOKUP($AO347,Data!$A$6:$A$1806,Data!$K$6:$K$1806)","v":7740.9},136.0015869140625]
[null,40098.108611110612,{"$f":"LOOKUP(B348,Data!$A$6:$A$1806,Data!B$6:B$1806)","v":59.965000152587891},{"$f":"LOOKUP(B348,Data!$A$6:$A$1806,Data!C$6:C$1806)","v":0},null,null,null,139.9993896484375,139.9993896484375,null,null,0,104.00918620705897,{"$f":"AVERAGE(D$79:D348)","v":0},{"$f":"AVERAGE(M$79:M348)","v":385.45465201553458},-20.205450345498665,{"$f":"AVERAGE(P$79:P348)","v":229.74688838883137},633,null,null,null,null,null,null,0,633,-820.74477164390419,null,null,null,null,null,null,null,null,null,null,null,null,null,40098.108611110612,{"$f":"LOOKUP($AO348,Data!$A$6:$A$1806,Data!$B$6:$B$1806)","v":59.965000152587891},{"$f":"LOOKUP($AO348,Data!$A$6:$A$1806,Data!$C$6:$C$1806)","v":0},{"$f":"LOOKUP($AO348,Data!$A$6:$A$1806,Data!$D$6:$D$1806)","v":0},{"$f":"IF($AS$1=\"+\",LOOKUP($AO348,Data!$A$6:$A$1806,Data!$E$6:$E$1806)*-1,LOOKUP($AO348,Data!$A$6:$A$1806,Data!$E$6:$E$1806))","v":-233.55998229980469},{"$f":"LOOKUP($AO348,Data!$A$6:$A$1806,Data!$F$6:$F$1806)","v":0},{"$f":"LOOKUP($AO348,Data!$A$6:$A$1806,Data!$G$6:$G$1806)","v":0},{"$f":"LOOKUP($AO348,Data!$A$6:$A$1806,Data!$H$6:$H$1806)","v":0},{"$f":"LOOKUP($AO348,Data!$A$6:$A$1806,Data!$I$6:$I$1806)","v":0},{"$f":"LOOKUP($AO348,Data!$A$6:$A$1806,Data!$J$6:$J$1806)","v":-653},{"$f":"LOOKUP($AO348,Data!$A$6:$A$1806,Data!$K$6:$K$1806)","v":7741.23},139.9993896484375]
[null,40098.108634258759,{"$f":"LOOKUP(B349,Data!$A$6:$A$1806,Data!B$6:B$1806)","v":59.965999603271484},{"$f":"LOOKUP(B349,Data!$A$6:$A$1806,Data!C$6:C$1806)","v":0},null,null,null,136.0015869140625,136.0015869140625,null,null,0,100.01138347268397,{"$f":"AVERAGE(D$79:D349)","v":0},{"$f":"AVERAGE(M$79:M349)","v":384.40135582164947},-20.205450345498665,{"$f":"AVERAGE(P$79:P349)","v":228.82113898611163},633,null,null,null,null,null,null,0,633,-831.5203016655496,null,null,null,null,null,null,null,null,null,null,null,null,null,40098.108634258759,{"$f":"LOOKUP($AO349,Data!$A$6:$A$1806,Data!$B$6:$B$1806)","v":59.965999603271484},{"$f":"LOOKUP($AO349,Data!$A$6:$A$1806,Data!$C$6:$C$1806)","v":0},{"$f":"LOOKUP($AO349,Data!$A$6:$A$1806,Data!$D$6:$D$1806)","v":0},{"$f":"IF($AS$1=\"+\",LOOKUP($AO349,Data!$A$6:$A$1806,Data!$E$6:$E$1806)*-1,LOOKUP($AO349,Data!$A$6:$A$1806,Data!$E$6:$E$1806))","v":-233.55998229980469},{"$f":"LOOKUP($AO349,Data!$A$6:$A$1806,Data!$F$6:$F$1806)","v":0},{"$f":"LOOKUP($AO349,Data!$A$6:$A$1806,Data!$G$6:$G$1806)","v":0},{"$f":"LOOKUP($AO349,Data!$A$6:$A$1806,Data!$H$6:$H$1806)","v":0},{"$f":"LOOKUP($AO349,Data!$A$6:$A$1806,Data!$I$6:$I$1806)","v":0},{"$f":"LOOKUP($AO349,Data!$A$6:$A$1806,Data!$J$6:$J$1806)","v":-653},{"$f":"LOOKUP($AO349,Data!$A$6:$A$1806,Data!$K$6:$K$1806)","v":7741.56},136.0015869140625]
[null,40098.108657406905,{"$f":"LOOKUP(B350,Data!$A$6:$A$1806,Data!B$6:B$1806)","v":59.969001770019531},{"$f":"LOOKUP(B350,Data!$A$6:$A$1806,Data!C$6:C$1806)","v":0},null,null,null,123.992919921875,123.992919921875,null,null,0,88.002716480496474,{"$f":"AVERAGE(D$79:D350)","v":0},{"$f":"AVERAGE(M$79:M350)","v":383.31165494171876},-20.205450345498665,{"$f":"AVERAGE(P$79:P350)","v":227.90222168230494},633,null,null,null,null,null,null,0,633,-865.6593149050218,null,null,null,null,null,null,null,null,null,null,null,null,null,40098.108657406905,{"$f":"LOOKUP($AO350,Data!$A$6:$A$1806,Data!$B$6:$B$1806)","v":59.969001770019531},{"$f":"LOOKUP($AO350,Data!$A$6:$A$1806,Data!$C$6:$C$1806)","v":0},{"$f":"LOOKUP($AO350,Data!$A$6:$A$1806,Data!$D$6:$D$1806)","v":0},{"$f":"IF($AS$1=\"+\",LOOKUP($AO350,Data!$A$6:$A$1806,Data!$E$6:$E$1806)*-1,LOOKUP($AO350,Data!$A$6:$A$1806,Data!$E$6:$E$1806))","v":-219.00999450683594},{"$f":"LOOKUP($AO350,Data!$A$6:$A$1806,Data!$F$6:$F$1806)","v":0},{"$f":"LOOKUP($AO350,Data!$A$6:$A$1806,Data!$G$6:$G$1806)","v":0},{"$f":"LOOKUP($AO350,Data!$A$6:$A$1806,Data!$H$6:$H$1806)","v":0},{"$f":"LOOKUP($AO350,Data!$A$6:$A$1806,Data!$I$6:$I$1806)","v":0},{"$f":"LOOKUP($AO350,Data!$A$6:$A$1806,Data!$J$6:$J$1806)","v":-653},{"$f":"LOOKUP($AO350,Data!$A$6:$A$1806,Data!$K$6:$K$1806)","v":7741.89},123.992919921875]
[null,40098.108680555051,{"$f":"LOOKUP(B351,Data!$A$6:$A$1806,Data!B$6:B$1806)","v":59.970001220703125},{"$f":"LOOKUP(B351,Data!$A$6:$A$1806,Data!C$6:C$1806)","v":0},null,null,null,119.9951171875,119.9951171875,null,null,0,84.004913746121474,{"$f":"AVERAGE(D$79:D351)","v":0},{"$f":"AVERAGE(M$79:M351)","v":382.21529325235758},-20.205450345498665,{"$f":"AVERAGE(P$79:P351)","v":226.99006112337918},633,null,null,null,null,null,null,0,633,-877.6550963604509,null,null,null,null,null,null,null,null,null,null,null,null,null,40098.108680555051,{"$f":"LOOKUP($AO351,Data!$A$6:$A$1806,Data!$B$6:$B$1806)","v":59.970001220703125},{"$f":"LOOKUP($AO351,Data!$A$6:$A$1806,Data!$C$6:$C$1806)","v":0},{"$f":"LOOKUP($AO351,Data!$A$6:$A$1806,Data!$D$6:$D$1806)","v":0},{"$f":"IF($AS$1=\"+\",LOOKUP($AO351,Data!$A$6:$A$1806,Data!$E$6:$E$1806)*-1,LOOKUP($AO351,Data!$A$6:$A$1806,Data!$E$6:$E$1806))","v":-219.00999450683594},{"$f":"LOOKUP($AO351,Data!$A$6:$A$1806,Data!$F$6:$F$1806)","v":0},{"$f":"LOOKUP($AO351,Data!$A$6:$A$1806,Data!$G$6:$G$1806)","v":0},{"$f":"LOOKUP($AO351,Data!$A$6:$A$1806,Data!$H$6:$H$1806)","v":0},{"$f":"LOOKUP($AO351,Data!$A$6:$A$1806,Data!$I$6:$I$1806)","v":0},{"$f":"LOOKUP($AO351,Data!$A$6:$A$1806,Data!$J$6:$J$1806)","v":-653},{"$f":"LOOKUP($AO351,Data!$A$6:$A$1806,Data!$K$6:$K$1806)","v":7742.22},119.9951171875]
[null,40098.108703703198,{"$f":"LOOKUP(B352,Data!$A$6:$A$1806,Data!B$6:B$1806)","v":59.967998504638672},{"$f":"LOOKUP(B352,Data!$A$6:$A$1806,Data!C$6:C$1806)","v":0},null,null,null,128.0059814453125,128.0059814453125,null,null,0,92.015778003933974,{"$f":"AVERAGE(D$79:D352)","v":0},{"$f":"AVERAGE(M$79:M352)","v":381.15617093393269},-20.205450345498665,{"$f":"AVERAGE(P$79:P352)","v":226.08458305939061},633,null,null,null,null,null,null,0,633,-853.94308063426718,null,null,null,null,null,null,null,null,null,null,null,null,null,40098.108703703198,{"$f":"LOOKUP($AO352,Data!$A$6:$A$1806,Data!$B$6:$B$1806)","v":59.967998504638672},{"$f":"LOOKUP($AO352,Data!$A$6:$A$1806,Data!$C$6:$C$1806)","v":0},{"$f":"LOOKUP($AO352,Data!$A$6:$A$1806,Data!$D$6:$D$1806)","v":0},{"$f":"IF($AS$1=\"+\",LOOKUP($AO352,Data!$A$6:$A$1806,Data!$E$6:$E$1806)*-1,LOOKUP($AO352,Data!$A$6:$A$1806,Data!$E$6:$E$1806))","v":-219.00999450683594},{"$f":"LOOKUP($AO352,Data!$A$6:$A$1806,Data!$F$6:$F$1806)","v":0},{"$f":"LOOKUP($AO352,Data!$A$6:$A$1806,Data!$G$6:$G$1806)","v":0},{"$f":"LOOKUP($AO352,Data!$A$6:$A$1806,Data!$H$6:$H$1806)","v":0},{"$f":"LOOKUP($AO352,Data!$A$6:$A$1806,Data!$I$6:$I$1806)","v":0},{"$f":"LOOKUP($AO352,Data!$A$6:$A$1806,Data!$J$6:$J$1806)","v":-653},{"$f":"LOOKUP($AO352,Data!$A$6:$A$1806,Data!$K$6:$K$1806)","v":7742.55},128.0059814453125]
[null,40098.108726851344,{"$f":"LOOKUP(B353,Data!$A$6:$A$1806,Data!B$6:B$1806)","v":59.965000152587891},{"$f":"LOOKUP(B353,Data!$A$6:$A$1806,Data!C$6:C$1806)","v":0},null,null,null,139.9993896484375,139.9993896484375,null,null,0,104.00918620705897,{"$f":"AVERAGE(D$79:D353)","v":0},{"$f":"AVERAGE(M$79:M353)","v":380.14836371674403},-20.205450345498665,{"$f":"AVERAGE(P$79:P353)","v":225.18571432433626},633,null,null,null,null,null,null,0,633,-820.74477164390419,null,null,null,null,null,null,null,null,null,null,null,null,null,40098.108726851344,{"$f":"LOOKUP($AO353,Data!$A$6:$A$1806,Data!$B$6:$B$1806)","v":59.965000152587891},{"$f":"LOOKUP($AO353,Data!$A$6:$A$1806,Data!$C$6:$C$1806)","v":0},{"$f":"LOOKUP($AO353,Data!$A$6:$A$1806,Data!$D$6:$D$1806)","v":0},{"$f":"IF($AS$1=\"+\",LOOKUP($AO353,Data!$A$6:$A$1806,Data!$E$6:$E$1806)*-1,LOOKUP($AO353,Data!$A$6:$A$1806,Data!$E$6:$E$1806))","v":-219.00999450683594},{"$f":"LOOKUP($AO353,Data!$A$6:$A$1806,Data!$F$6:$F$1806)","v":0},{"$f":"LOOKUP($AO353,Data!$A$6:$A$1806,Data!$G$6:$G$1806)","v":0},{"$f":"LOOKUP($AO353,Data!$A$6:$A$1806,Data!$H$6:$H$1806)","v":0},{"$f":"LOOKUP($AO353,Data!$A$6:$A$1806,Data!$I$6:$I$1806)","v":0},{"$f":"LOOKUP($AO353,Data!$A$6:$A$1806,Data!$J$6:$J$1806)","v":-653},{"$f":"LOOKUP($AO353,Data!$A$6:$A$1806,Data!$K$6:$K$1806)","v":7742.88},139.9993896484375]
[null,40098.10874999949,{"$f":"LOOKUP(B354,Data!$A$6:$A$1806,Data!B$6:B$1806)","v":59.964000701904297},{"$f":"LOOKUP(B354,Data!$A$6:$A$1806,Data!C$6:C$1806)","v":0},null,null,null,143.9971923828125,143.9971923828125,null,null,0,108.00698894143397,{"$f":"AVERAGE(D$79:D354)","v":0},{"$f":"AVERAGE(M$79:M354)","v":379.16234424292043},-20.205450345498665,{"$f":"AVERAGE(P$79:P354)","v":224.29338281644596},633,null,null,null,null,null,null,0,633,-810.24494534268399,null,null,null,null,null,null,null,null,null,null,null,null,null,40098.10874999949,{"$f":"LOOKUP($AO354,Data!$A$6:$A$1806,Data!$B$6:$B$1806)","v":59.964000701904297},{"$f":"LOOKUP($AO354,Data!$A$6:$A$1806,Data!$C$6:$C$1806)","v":0},{"$f":"LOOKUP($AO354,Data!$A$6:$A$1806,Data!$D$6:$D$1806)","v":0},{"$f":"IF($AS$1=\"+\",LOOKUP($AO354,Data!$A$6:$A$1806,Data!$E$6:$E$1806)*-1,LOOKUP($AO354,Data!$A$6:$A$1806,Data!$E$6:$E$1806))","v":-219.00999450683594},{"$f":"LOOKUP($AO354,Data!$A$6:$A$1806,Data!$F$6:$F$1806)","v":0},{"$f":"LOOKUP($AO354,Data!$A$6:$A$1806,Data!$G$6:$G$1806)","v":0},{"$f":"LOOKUP($AO354,Data!$A$6:$A$1806,Data!$H$6:$H$1806)","v":0},{"$f":"LOOKUP($AO354,Data!$A$6:$A$1806,Data!$I$6:$I$1806)","v":0},{"$f":"LOOKUP($AO354,Data!$A$6:$A$1806,Data!$J$6:$J$1806)","v":-653},{"$f":"LOOKUP($AO354,Data!$A$6:$A$1806,Data!$K$6:$K$1806)","v":7743.21},143.9971923828125]
[null,40098.108773147636,{"$f":"LOOKUP(B355,Data!$A$6:$A$1806,Data!B$6:B$1806)","v":59.970001220703125},{"$f":"LOOKUP(B355,Data!$A$6:$A$1806,Data!C$6:C$1806)","v":0},null,null,null,119.9951171875,119.9951171875,null,null,0,84.004913746121474,{"$f":"AVERAGE(D$79:D355)","v":0},{"$f":"AVERAGE(M$79:M355)","v":378.09679395231825},-20.205450345498665,{"$f":"AVERAGE(P$79:P355)","v":223.40751747890266},633,null,null,null,null,null,null,0,633,-877.6550963604509,null,null,null,null,null,null,null,null,null,null,null,null,null,40098.108773147636,{"$f":"LOOKUP($AO355,Data!$A$6:$A$1806,Data!$B$6:$B$1806)","v":59.970001220703125},{"$f":"LOOKUP($AO355,Data!$A$6:$A$1806,Data!$C$6:$C$1806)","v":0},{"$f":"LOOKUP($AO355,Data!$A$6:$A$1806,Data!$D$6:$D$1806)","v":0},{"$f":"IF($AS$1=\"+\",LOOKUP($AO355,Data!$A$6:$A$1806,Data!$E$6:$E$1806)*-1,LOOKUP($AO355,Data!$A$6:$A$1806,Data!$E$6:$E$1806))","v":-205.33891296386719},{"$f":"LOOKUP($AO355,Data!$A$6:$A$1806,Data!$F$6:$F$1806)","v":0},{"$f":"LOOKUP($AO355,Data!$A$6:$A$1806,Data!$G$6:$G$1806)","v":0},{"$f":"LOOKUP($AO355,Data!$A$6:$A$1806,Data!$H$6:$H$1806)","v":0},{"$f":"LOOKUP($AO355,Data!$A$6:$A$1806,Data!$I$6:$I$1806)","v":0},{"$f":"LOOKUP($AO355,Data!$A$6:$A$1806,Data!$J$6:$J$1806)","v":-653},{"$f":"LOOKUP($AO355,Data!$A$6:$A$1806,Data!$K$6:$K$1806)","v":7743.54},119.9951171875]
[null,40098.108796295783,{"$f":"LOOKUP(B356,Data!$A$6:$A$1806,Data!B$6:B$1806)","v":59.972000122070313},{"$f":"LOOKUP(B356,Data!$A$6:$A$1806,Data!C$6:C$1806)","v":0},null,null,null,111.99951171875,111.99951171875,null,null,0,76.009308277371474,{"$f":"AVERAGE(D$79:D356)","v":0},{"$f":"AVERAGE(M$79:M356)","v":377.01014832039397},-20.205450345498665,{"$f":"AVERAGE(P$79:P356)","v":222.52804828098064},633,null,null,null,null,null,null,0,633,-902.67247098182406,null,null,null,null,null,null,null,null,null,null,null,null,null,40098.108796295783,{"$f":"LOOKUP($AO356,Data!$A$6:$A$1806,Data!$B$6:$B$1806)","v":59.972000122070313},{"$f":"LOOKUP($AO356,Data!$A$6:$A$1806,Data!$C$6:$C$1806)","v":0},{"$f":"LOOKUP($AO356,Data!$A$6:$A$1806,Data!$D$6:$D$1806)","v":0},{"$f":"IF($AS$1=\"+\",LOOKUP($AO356,Data!$A$6:$A$1806,Data!$E$6:$E$1806)*-1,LOOKUP($AO356,Data!$A$6:$A$1806,Data!$E$6:$E$1806))","v":-205.33891296386719},{"$f":"LOOKUP($AO356,Data!$A$6:$A$1806,Data!$F$6:$F$1806)","v":0},{"$f":"LOOKUP($AO356,Data!$A$6:$A$1806,Data!$G$6:$G$1806)","v":0},{"$f":"LOOKUP($AO356,Data!$A$6:$A$1806,Data!$H$6:$H$1806)","v":0},{"$f":"LOOKUP($AO356,Data!$A$6:$A$1806,Data!$I$6:$I$1806)","v":0},{"$f":"LOOKUP($AO356,Data!$A$6:$A$1806,Data!$J$6:$J$1806)","v":-653},{"$f":"LOOKUP($AO356,Data!$A$6:$A$1806,Data!$K$6:$K$1806)","v":7743.87},111.99951171875]
[null,40098.108819443929,{"$f":"LOOKUP(B357,Data!$A$6:$A$1806,Data!B$6:B$1806)","v":59.966999053955078},{"$f":"LOOKUP(B357,Data!$A$6:$A$1806,Data!C$6:C$1806)","v":0},null,null,null,132.0037841796875,132.0037841796875,null,null,0,96.013580738308974,{"$f":"AVERAGE(D$79:D357)","v":0},{"$f":"AVERAGE(M$79:M357)","v":376.00299216418574},-20.205450345498665,{"$f":"AVERAGE(P$79:P357)","v":221.65490619959041},633,null,null,null,null,null,null,0,633,-842.58253898737553,null,null,null,null,null,null,null,null,null,null,null,null,null,40098.108819443929,{"$f":"LOOKUP($AO357,Data!$A$6:$A$1806,Data!$B$6:$B$1806)","v":59.966999053955078},{"$f":"LOOKUP($AO357,Data!$A$6:$A$1806,Data!$C$6:$C$1806)","v":0},{"$f":"LOOKUP($AO357,Data!$A$6:$A$1806,Data!$D$6:$D$1806)","v":0},{"$f":"IF($AS$1=\"+\",LOOKUP($AO357,Data!$A$6:$A$1806,Data!$E$6:$E$1806)*-1,LOOKUP($AO357,Data!$A$6:$A$1806,Data!$E$6:$E$1806))","v":-205.33891296386719},{"$f":"LOOKUP($AO357,Data!$A$6:$A$1806,Data!$F$6:$F$1806)","v":0},{"$f":"LOOKUP($AO357,Data!$A$6:$A$1806,Data!$G$6:$G$1806)","v":0},{"$f":"LOOKUP($AO357,Data!$A$6:$A$1806,Data!$H$6:$H$1806)","v":0},{"$f":"LOOKUP($AO357,Data!$A$6:$A$1806,Data!$I$6:$I$1806)","v":0},{"$f":"LOOKUP($AO357,Data!$A$6:$A$1806,Data!$J$6:$J$1806)","v":-653},{"$f":"LOOKUP($AO357,Data!$A$6:$A$1806,Data!$K$6:$K$1806)","v":7744.2},132.0037841796875]
[null,40098.108842592075,{"$f":"LOOKUP(B358,Data!$A$6:$A$1806,Data!B$6:B$1806)","v":59.966999053955078},{"$f":"LOOKUP(B358,Data!$A$6:$A$1806,Data!C$6:C$1806)","v":0},null,null,null,132.0037841796875,132.0037841796875,null,null,0,96.013580738308974,{"$f":"AVERAGE(D$79:D358)","v":0},{"$f":"AVERAGE(M$79:M358)","v":375.00302998052189},-20.205450345498665,{"$f":"AVERAGE(P$79:P358)","v":220.78802320122091},633,null,null,null,null,null,null,0,633,-842.58253898737553,null,null,null,null,null,null,null,null,null,null,null,null,null,40098.108842592075,{"$f":"LOOKUP($AO358,Data!$A$6:$A$1806,Data!$B$6:$B$1806)","v":59.966999053955078},{"$f":"LOOKUP($AO358,Data!$A$6:$A$1806,Data!$C$6:$C$1806)","v":0},{"$f":"LOOKUP($AO358,Data!$A$6:$A$1806,Data!$D$6:$D$1806)","v":0},{"$f":"IF($AS$1=\"+\",LOOKUP($AO358,Data!$A$6:$A$1806,Data!$E$6:$E$1806)*-1,LOOKUP($AO358,Data!$A$6:$A$1806,Data!$E$6:$E$1806))","v":-205.33891296386719},{"$f":"LOOKUP($AO358,Data!$A$6:$A$1806,Data!$F$6:$F$1806)","v":0},{"$f":"LOOKUP($AO358,Data!$A$6:$A$1806,Data!$G$6:$G$1806)","v":0},{"$f":"LOOKUP($AO358,Data!$A$6:$A$1806,Data!$H$6:$H$1806)","v":0},{"$f":"LOOKUP($AO358,Data!$A$6:$A$1806,Data!$I$6:$I$1806)","v":0},{"$f":"LOOKUP($AO358,Data!$A$6:$A$1806,Data!$J$6:$J$1806)","v":-653},{"$f":"LOOKUP($AO358,Data!$A$6:$A$1806,Data!$K$6:$K$1806)","v":7744.53},132.0037841796875]
[null,40098.108865740222,{"$f":"LOOKUP(B359,Data!$A$6:$A$1806,Data!B$6:B$1806)","v":59.969001770019531},{"$f":"LOOKUP(B359,Data!$A$6:$A$1806,Data!C$6:C$1806)","v":0},null,null,null,123.992919921875,123.992919921875,null,null,0,88.002716480496474,{"$f":"AVERAGE(D$79:D359)","v":0},{"$f":"AVERAGE(M$79:M359)","v":373.98167655169618},-20.205450345498665,{"$f":"AVERAGE(P$79:P359)","v":219.92733222426835},633,null,null,null,null,null,null,0,633,-865.6593149050218,null,null,null,null,null,null,null,null,null,null,null,null,null,40098.108865740222,{"$f":"LOOKUP($AO359,Data!$A$6:$A$1806,Data!$B$6:$B$1806)","v":59.969001770019531},{"$f":"LOOKUP($AO359,Data!$A$6:$A$1806,Data!$C$6:$C$1806)","v":0},{"$f":"LOOKUP($AO359,Data!$A$6:$A$1806,Data!$D$6:$D$1806)","v":0},{"$f":"IF($AS$1=\"+\",LOOKUP($AO359,Data!$A$6:$A$1806,Data!$E$6:$E$1806)*-1,LOOKUP($AO359,Data!$A$6:$A$1806,Data!$E$6:$E$1806))","v":-205.33891296386719},{"$f":"LOOKUP($AO359,Data!$A$6:$A$1806,Data!$F$6:$F$1806)","v":0},{"$f":"LOOKUP($AO359,Data!$A$6:$A$1806,Data!$G$6:$G$1806)","v":0},{"$f":"LOOKUP($AO359,Data!$A$6:$A$1806,Data!$H$6:$H$1806)","v":0},{"$f":"LOOKUP($AO359,Data!$A$6:$A$1806,Data!$I$6:$I$1806)","v":0},{"$f":"LOOKUP($AO359,Data!$A$6:$A$1806,Data!$J$6:$J$1806)","v":-653},{"$f":"LOOKUP($AO359,Data!$A$6:$A$1806,Data!$K$6:$K$1806)","v":7744.86},123.992919921875]
[null,40098.108888888368,{"$f":"LOOKUP(B360,Data!$A$6:$A$1806,Data!B$6:B$1806)","v":59.967998504638672},{"$f":"LOOKUP(B360,Data!$A$6:$A$1806,Data!C$6:C$1806)","v":0},null,null,null,128.0059814453125,128.0059814453125,null,null,0,92.015778003933974,{"$f":"AVERAGE(D$79:D360)","v":0},{"$f":"AVERAGE(M$79:M360)","v":372.98179747883177},-20.205450345498665,{"$f":"AVERAGE(P$79:P360)","v":219.07276716174249},633,null,null,null,null,null,null,0,633,-853.94308063426718,null,null,null,null,null,null,null,null,null,null,null,null,null,40098.108888888368,{"$f":"LOOKUP($AO360,Data!$A$6:$A$1806,Data!$B$6:$B$1806)","v":59.967998504638672},{"$f":"LOOKUP($AO360,Data!$A$6:$A$1806,Data!$C$6:$C$1806)","v":0},{"$f":"LOOKUP($AO360,Data!$A$6:$A$1806,Data!$D$6:$D$1806)","v":0},{"$f":"IF($AS$1=\"+\",LOOKUP($AO360,Data!$A$6:$A$1806,Data!$E$6:$E$1806)*-1,LOOKUP($AO360,Data!$A$6:$A$1806,Data!$E$6:$E$1806))","v":-236.28535461425781},{"$f":"LOOKUP($AO360,Data!$A$6:$A$1806,Data!$F$6:$F$1806)","v":0},{"$f":"LOOKUP($AO360,Data!$A$6:$A$1806,Data!$G$6:$G$1806)","v":0},{"$f":"LOOKUP($AO360,Data!$A$6:$A$1806,Data!$H$6:$H$1806)","v":0},{"$f":"LOOKUP($AO360,Data!$A$6:$A$1806,Data!$I$6:$I$1806)","v":0},{"$f":"LOOKUP($AO360,Data!$A$6:$A$1806,Data!$J$6:$J$1806)","v":-653},{"$f":"LOOKUP($AO360,Data!$A$6:$A$1806,Data!$K$6:$K$1806)","v":7745.19},128.0059814453125]
[null,40098.108912036514,{"$f":"LOOKUP(B361,Data!$A$6:$A$1806,Data!B$6:B$1806)","v":59.969001770019531},{"$f":"LOOKUP(B361,Data!$A$6:$A$1806,Data!C$6:C$1806)","v":0},null,null,null,123.992919921875,123.992919921875,null,null,0,88.002716480496474,{"$f":"AVERAGE(D$79:D361)","v":0},{"$f":"AVERAGE(M$79:M361)","v":371.97480425975635},-20.205450345498665,{"$f":"AVERAGE(P$79:P361)","v":218.2242628443409},633,null,null,null,null,null,null,0,633,-865.6593149050218,null,null,null,null,null,null,null,null,null,null,null,null,null,40098.108912036514,{"$f":"LOOKUP($AO361,Data!$A$6:$A$1806,Data!$B$6:$B$1806)","v":59.969001770019531},{"$f":"LOOKUP($AO361,Data!$A$6:$A$1806,Data!$C$6:$C$1806)","v":0},{"$f":"LOOKUP($AO361,Data!$A$6:$A$1806,Data!$D$6:$D$1806)","v":0},{"$f":"IF($AS$1=\"+\",LOOKUP($AO361,Data!$A$6:$A$1806,Data!$E$6:$E$1806)*-1,LOOKUP($AO361,Data!$A$6:$A$1806,Data!$E$6:$E$1806))","v":-236.28535461425781},{"$f":"LOOKUP($AO361,Data!$A$6:$A$1806,Data!$F$6:$F$1806)","v":0},{"$f":"LOOKUP($AO361,Data!$A$6:$A$1806,Data!$G$6:$G$1806)","v":0},{"$f":"LOOKUP($AO361,Data!$A$6:$A$1806,Data!$H$6:$H$1806)","v":0},{"$f":"LOOKUP($AO361,Data!$A$6:$A$1806,Data!$I$6:$I$1806)","v":0},{"$f":"LOOKUP($AO361,Data!$A$6:$A$1806,Data!$J$6:$J$1806)","v":-653},{"$f":"LOOKUP($AO361,Data!$A$6:$A$1806,Data!$K$6:$K$1806)","v":7745.52},123.992919921875]
[null,40098.10893518466,{"$f":"LOOKUP(B362,Data!$A$6:$A$1806,Data!B$6:B$1806)","v":59.966999053955078},{"$f":"LOOKUP(B362,Data!$A$6:$A$1806,Data!C$6:C$1806)","v":0},null,null,null,132.0037841796875,132.0037841796875,null,null,0,96.013580738308974,{"$f":"AVERAGE(D$79:D362)","v":0},{"$f":"AVERAGE(M$79:M362)","v":371.00310981073716},-20.205450345498665,{"$f":"AVERAGE(P$79:P362)","v":217.38175502388211},633,null,null,null,null,null,null,0,633,-842.58253898737553,null,null,null,null,null,null,null,null,null,null,null,null,null,40098.10893518466,{"$f":"LOOKUP($AO362,Data!$A$6:$A$1806,Data!$B$6:$B$1806)","v":59.966999053955078},{"$f":"LOOKUP($AO362,Data!$A$6:$A$1806,Data!$C$6:$C$1806)","v":0},{"$f":"LOOKUP($AO362,Data!$A$6:$A$1806,Data!$D$6:$D$1806)","v":0},{"$f":"IF($AS$1=\"+\",LOOKUP($AO362,Data!$A$6:$A$1806,Data!$E$6:$E$1806)*-1,LOOKUP($AO362,Data!$A$6:$A$1806,Data!$E$6:$E$1806))","v":-236.28535461425781},{"$f":"LOOKUP($AO362,Data!$A$6:$A$1806,Data!$F$6:$F$1806)","v":0},{"$f":"LOOKUP($AO362,Data!$A$6:$A$1806,Data!$G$6:$G$1806)","v":0},{"$f":"LOOKUP($AO362,Data!$A$6:$A$1806,Data!$H$6:$H$1806)","v":0},{"$f":"LOOKUP($AO362,Data!$A$6:$A$1806,Data!$I$6:$I$1806)","v":0},{"$f":"LOOKUP($AO362,Data!$A$6:$A$1806,Data!$J$6:$J$1806)","v":-653},{"$f":"LOOKUP($AO362,Data!$A$6:$A$1806,Data!$K$6:$K$1806)","v":7745.85},132.0037841796875]
[null,40098.108958332807,{"$f":"LOOKUP(B363,Data!$A$6:$A$1806,Data!B$6:B$1806)","v":59.966999053955078},{"$f":"LOOKUP(B363,Data!$A$6:$A$1806,Data!C$6:C$1806)","v":0},null,null,null,132.0037841796875,{"$f":"L$13*H363+(1-L$13)*I362","v":132.0037841796875},null,null,0,96.013580738308974,{"$f":"AVERAGE(D$79:D363)","v":0},{"$f":"AVERAGE(M$79:M363)","v":370.03823427013214},-20.205450345498665,{"$f":"AVERAGE(P$79:P363)","v":216.5451803570885},633,null,null,null,null,null,null,0,{"$f":"SUM(R363:Y363)","v":633},-842.58253898737553,null,null,null,null,null,null,null,null,null,null,null,null,null,40098.108958332807,{"$f":"LOOKUP($AO363,Data!$A$6:$A$1806,Data!$B$6:$B$1806)","v":59.966999053955078},{"$f":"LOOKUP($AO363,Data!$A$6:$A$1806,Data!$C$6:$C$1806)","v":0},{"$f":"LOOKUP($AO363,Data!$A$6:$A$1806,Data!$D$6:$D$1806)","v":0},{"$f":"IF($AS$1=\"+\",LOOKUP($AO363,Data!$A$6:$A$1806,Data!$E$6:$E$1806)*-1,LOOKUP($AO363,Data!$A$6:$A$1806,Data!$E$6:$E$1806))","v":-236.28535461425781},{"$f":"LOOKUP($AO363,Data!$A$6:$A$1806,Data!$F$6:$F$1806)","v":0},{"$f":"LOOKUP($AO363,Data!$A$6:$A$1806,Data!$G$6:$G$1806)","v":0},{"$f":"LOOKUP($AO363,Data!$A$6:$A$1806,Data!$H$6:$H$1806)","v":0},{"$f":"LOOKUP($AO363,Data!$A$6:$A$1806,Data!$I$6:$I$1806)","v":0},{"$f":"LOOKUP($AO363,Data!$A$6:$A$1806,Data!$J$6:$J$1806)","v":-653},{"$f":"LOOKUP($AO363,Data!$A$6:$A$1806,Data!$K$6:$K$1806)","v":7746.18},132.0037841796875]
[null,40098.108981480953,{"$f":"LOOKUP(B364,Data!$A$6:$A$1806,Data!B$6:B$1806)","v":59.965999603271484},{"$f":"LOOKUP(B364,Data!$A$6:$A$1806,Data!C$6:C$1806)","v":0},null,null,null,{"$f":"(IF((C364-L$2)>0,((C364-L$2-L$5)/((L$4*L$2)-L$5)*L$3*-1),((C364-L$2+L$5)/((L$4*L$2)-L$5)*L$3*-1)))","v":136.0015869140625},136.0015869140625,null,null,0,100.01138347268397,{"$f":"AVERAGE(D$79:D364)","v":0},{"$f":"AVERAGE(M$79:M364)","v":369.09408444216899},-20.205450345498665,{"$f":"AVERAGE(P$79:P364)","v":215.714476389711},633,null,null,null,null,null,null,0,633,-831.5203016655496,null,null,null,null,null,null,null,null,null,null,null,null,null,40098.108981480953,{"$f":"LOOKUP($AO364,Data!$A$6:$A$1806,Data!$B$6:$B$1806)","v":59.965999603271484},{"$f":"LOOKUP($AO364,Data!$A$6:$A$1806,Data!$C$6:$C$1806)","v":0},{"$f":"LOOKUP($AO364,Data!$A$6:$A$1806,Data!$D$6:$D$1806)","v":0},{"$f":"IF($AS$1=\"+\",LOOKUP($AO364,Data!$A$6:$A$1806,Data!$E$6:$E$1806)*-1,LOOKUP($AO364,Data!$A$6:$A$1806,Data!$E$6:$E$1806))","v":-236.28535461425781},{"$f":"LOOKUP($AO364,Data!$A$6:$A$1806,Data!$F$6:$F$1806)","v":0},{"$f":"LOOKUP($AO364,Data!$A$6:$A$1806,Data!$G$6:$G$1806)","v":0},{"$f":"LOOKUP($AO364,Data!$A$6:$A$1806,Data!$H$6:$H$1806)","v":0},{"$f":"LOOKUP($AO364,Data!$A$6:$A$1806,Data!$I$6:$I$1806)","v":0},{"$f":"LOOKUP($AO364,Data!$A$6:$A$1806,Data!$J$6:$J$1806)","v":-653},{"$f":"LOOKUP($AO364,Data!$A$6:$A$1806,Data!$K$6:$K$1806)","v":7746.51},{"$f":"(IF((AP364-$L$2)>0,((AP364-$L$2-$L$5)/(($L$4*$L$2)-$L$5)*$L$3*-1),((AP364-$L$2+$L$5)/(($L$4*$L$2)-$L$5)*$L$3*-1)))","v":136.0015869140625}]
[null,40098.109004629099,{"$f":"LOOKUP(B365,Data!$A$6:$A$1806,Data!B$6:B$1806)","v":59.965000152587891},{"$f":"LOOKUP(B365,Data!$A$6:$A$1806,Data!C$6:C$1806)","v":0},null,null,null,139.9993896484375,139.9993896484375,null,null,0,104.00918620705897,{"$f":"AVERAGE(D$79:D365)","v":0},{"$f":"AVERAGE(M$79:M365)","v":368.17044368176789},-20.205450345498665,{"$f":"AVERAGE(P$79:P365)","v":214.88958154098648},633,null,null,null,null,null,null,0,633,-820.74477164390419,null,null,null,null,null,null,null,null,null,null,null,null,null,40098.109004629099,{"$f":"LOOKUP($AO365,Data!$A$6:$A$1806,Data!$B$6:$B$1806)","v":59.965000152587891},{"$f":"LOOKUP($AO365,Data!$A$6:$A$1806,Data!$C$6:$C$1806)","v":0},{"$f":"LOOKUP($AO365,Data!$A$6:$A$1806,Data!$D$6:$D$1806)","v":0},{"$f":"IF($AS$1=\"+\",LOOKUP($AO365,Data!$A$6:$A$1806,Data!$E$6:$E$1806)*-1,LOOKUP($AO365,Data!$A$6:$A$1806,Data!$E$6:$E$1806))","v":-223.01573181152344},{"$f":"LOOKUP($AO365,Data!$A$6:$A$1806,Data!$F$6:$F$1806)","v":0},{"$f":"LOOKUP($AO365,Data!$A$6:$A$1806,Data!$G$6:$G$1806)","v":0},{"$f":"LOOKUP($AO365,Data!$A$6:$A$1806,Data!$H$6:$H$1806)","v":0},{"$f":"LOOKUP($AO365,Data!$A$6:$A$1806,Data!$I$6:$I$1806)","v":0},{"$f":"LOOKUP($AO365,Data!$A$6:$A$1806,Data!$J$6:$J$1806)","v":-653},{"$f":"LOOKUP($AO365,Data!$A$6:$A$1806,Data!$K$6:$K$1806)","v":7746.84},139.9993896484375]
[null,{"$f":"B365+TIME(0,0,$B$1)","v":40098.109027777246},{"$f":"LOOKUP(B366,Data!$A$6:$A$1806,Data!B$6:B$1806)","v":59.971000671386719},{"$f":"LOOKUP(B366,Data!$A$6:$A$1806,Data!C$6:C$1806)","v":0},null,null,null,115.997314453125,115.997314453125,null,null,0,80.007111011746474,{"$f":"AVERAGE(D$79:D366)","v":0},{"$f":"AVERAGE(M$79:M366)","v":367.16987655444143},-20.205450345498665,{"$f":"AVERAGE(P$79:P366)","v":214.07043508842034},633,null,null,null,null,null,null,0,633,-889.98801011001683,null,null,null,null,null,null,null,null,null,null,null,null,null,40098.109027777246,{"$f":"LOOKUP($AO366,Data!$A$6:$A$1806,Data!$B$6:$B$1806)","v":59.971000671386719},{"$f":"LOOKUP($AO366,Data!$A$6:$A$1806,Data!$C$6:$C$1806)","v":0},{"$f":"LOOKUP($AO366,Data!$A$6:$A$1806,Data!$D$6:$D$1806)","v":0},{"$f":"IF($AS$1=\"+\",LOOKUP($AO366,Data!$A$6:$A$1806,Data!$E$6:$E$1806)*-1,LOOKUP($AO366,Data!$A$6:$A$1806,Data!$E$6:$E$1806))","v":-223.01573181152344},{"$f":"LOOKUP($AO366,Data!$A$6:$A$1806,Data!$F$6:$F$1806)","v":0},{"$f":"LOOKUP($AO366,Data!$A$6:$A$1806,Data!$G$6:$G$1806)","v":0},{"$f":"LOOKUP($AO366,Data!$A$6:$A$1806,Data!$H$6:$H$1806)","v":0},{"$f":"LOOKUP($AO366,Data!$A$6:$A$1806,Data!$I$6:$I$1806)","v":0},{"$f":"LOOKUP($AO366,Data!$A$6:$A$1806,Data!$J$6:$J$1806)","v":-653},{"$f":"LOOKUP($AO366,Data!$A$6:$A$1806,Data!$K$6:$K$1806)","v":7747.17},115.997314453125]
[null,40098.109050925392,{"$f":"LOOKUP(B367,Data!$A$6:$A$1806,Data!B$6:B$1806)","v":59.966999053955078},{"$f":"LOOKUP(B367,Data!$A$6:$A$1806,Data!C$6:C$1806)","v":0},null,null,null,132.0037841796875,132.0037841796875,null,null,0,96.013580738308974,{"$f":"AVERAGE(D$79:D367)","v":0},{"$f":"AVERAGE(M$79:M367)","v":366.23161947549289},-20.205450345498665,{"$f":"AVERAGE(P$79:P367)","v":213.2569771528859},633,null,null,null,null,null,null,0,633,-842.58253898737553,null,null,null,null,null,null,null,null,null,null,null,null,null,40098.109050925392,{"$f":"LOOKUP($AO367,Data!$A$6:$A$1806,Data!$B$6:$B$1806)","v":59.966999053955078},{"$f":"LOOKUP($AO367,Data!$A$6:$A$1806,Data!$C$6:$C$1806)","v":0},{"$f":"LOOKUP($AO367,Data!$A$6:$A$1806,Data!$D$6:$D$1806)","v":0},{"$f":"IF($AS$1=\"+\",LOOKUP($AO367,Data!$A$6:$A$1806,Data!$E$6:$E$1806)*-1,LOOKUP($AO367,Data!$A$6:$A$1806,Data!$E$6:$E$1806))","v":-223.01573181152344},{"$f":"LOOKUP($AO367,Data!$A$6:$A$1806,Data!$F$6:$F$1806)","v":0},{"$f":"LOOKUP($AO367,Data!$A$6:$A$1806,Data!$G$6:$G$1806)","v":0},{"$f":"LOOKUP($AO367,Data!$A$6:$A$1806,Data!$H$6:$H$1806)","v":0},{"$f":"LOOKUP($AO367,Data!$A$6:$A$1806,Data!$I$6:$I$1806)","v":0},{"$f":"LOOKUP($AO367,Data!$A$6:$A$1806,Data!$J$6:$J$1806)","v":-653},{"$f":"LOOKUP($AO367,Data!$A$6:$A$1806,Data!$K$6:$K$1806)","v":7747.5},132.0037841796875]
[null,40098.109074073538,{"$f":"LOOKUP(B368,Data!$A$6:$A$1806,Data!B$6:B$1806)","v":59.965000152587891},{"$f":"LOOKUP(B368,Data!$A$6:$A$1806,Data!C$6:C$1806)","v":0},null,null,null,139.9993896484375,139.9993896484375,null,null,0,104.00918620705897,{"$f":"AVERAGE(D$79:D368)","v":0},{"$f":"AVERAGE(M$79:M368)","v":365.32740418836033},-20.205450345498665,{"$f":"AVERAGE(P$79:P368)","v":212.44914868403333},633,null,null,null,null,null,null,0,633,-820.74477164390419,null,null,null,null,null,null,null,null,null,null,null,null,null,40098.109074073538,{"$f":"LOOKUP($AO368,Data!$A$6:$A$1806,Data!$B$6:$B$1806)","v":59.965000152587891},{"$f":"LOOKUP($AO368,Data!$A$6:$A$1806,Data!$C$6:$C$1806)","v":0},{"$f":"LOOKUP($AO368,Data!$A$6:$A$1806,Data!$D$6:$D$1806)","v":0},{"$f":"IF($AS$1=\"+\",LOOKUP($AO368,Data!$A$6:$A$1806,Data!$E$6:$E$1806)*-1,LOOKUP($AO368,Data!$A$6:$A$1806,Data!$E$6:$E$1806))","v":-223.01573181152344},{"$f":"LOOKUP($AO368,Data!$A$6:$A$1806,Data!$F$6:$F$1806)","v":0},{"$f":"LOOKUP($AO368,Data!$A$6:$A$1806,Data!$G$6:$G$1806)","v":0},{"$f":"LOOKUP($AO368,Data!$A$6:$A$1806,Data!$H$6:$H$1806)","v":0},{"$f":"LOOKUP($AO368,Data!$A$6:$A$1806,Data!$I$6:$I$1806)","v":0},{"$f":"LOOKUP($AO368,Data!$A$6:$A$1806,Data!$J$6:$J$1806)","v":-653},{"$f":"LOOKUP($AO368,Data!$A$6:$A$1806,Data!$K$6:$K$1806)","v":7747.83},139.9993896484375]
[null,40098.109097221684,{"$f":"LOOKUP(B369,Data!$A$6:$A$1806,Data!B$6:B$1806)","v":59.962001800537109},{"$f":"LOOKUP(B369,Data!$A$6:$A$1806,Data!C$6:C$1806)","v":0},null,null,null,151.9927978515625,151.9927978515625,null,null,0,116.00259441018397,{"$f":"AVERAGE(D$79:D369)","v":0},{"$f":"AVERAGE(M$79:M369)","v":364.4706179004628},-20.205450345498665,{"$f":"AVERAGE(P$79:P369)","v":211.64689144600047},633,null,null,null,null,null,null,0,633,-790.03113473109124,null,null,null,null,null,null,null,null,null,null,null,null,null,40098.109097221684,{"$f":"LOOKUP($AO369,Data!$A$6:$A$1806,Data!$B$6:$B$1806)","v":59.962001800537109},{"$f":"LOOKUP($AO369,Data!$A$6:$A$1806,Data!$C$6:$C$1806)","v":0},{"$f":"LOOKUP($AO369,Data!$A$6:$A$1806,Data!$D$6:$D$1806)","v":0},{"$f":"IF($AS$1=\"+\",LOOKUP($AO369,Data!$A$6:$A$1806,Data!$E$6:$E$1806)*-1,LOOKUP($AO369,Data!$A$6:$A$1806,Data!$E$6:$E$1806))","v":-223.01573181152344},{"$f":"LOOKUP($AO369,Data!$A$6:$A$1806,Data!$F$6:$F$1806)","v":0},{"$f":"LOOKUP($AO369,Data!$A$6:$A$1806,Data!$G$6:$G$1806)","v":0},{"$f":"LOOKUP($AO369,Data!$A$6:$A$1806,Data!$H$6:$H$1806)","v":0},{"$f":"LOOKUP($AO369,Data!$A$6:$A$1806,Data!$I$6:$I$1806)","v":0},{"$f":"LOOKUP($AO369,Data!$A$6:$A$1806,Data!$J$6:$J$1806)","v":-653},{"$f":"LOOKUP($AO369,Data!$A$6:$A$1806,Data!$K$6:$K$1806)","v":7748.16},151.9927978515625]
[null,40098.109120369831,{"$f":"LOOKUP(B370,Data!$A$6:$A$1806,Data!B$6:B$1806)","v":59.964000701904297},{"$f":"LOOKUP(B370,Data!$A$6:$A$1806,Data!C$6:C$1806)","v":0},null,null,null,143.9971923828125,143.9971923828125,null,null,0,108.00698894143397,{"$f":"AVERAGE(D$79:D370)","v":0},{"$f":"AVERAGE(M$79:M370)","v":363.592317801288},-20.205450345498665,{"$f":"AVERAGE(P$79:P370)","v":210.85014800341798},633,null,null,null,null,null,null,0,633,-810.24494534268399,null,null,null,null,null,null,null,null,null,null,null,null,null,40098.109120369831,{"$f":"LOOKUP($AO370,Data!$A$6:$A$1806,Data!$B$6:$B$1806)","v":59.964000701904297},{"$f":"LOOKUP($AO370,Data!$A$6:$A$1806,Data!$C$6:$C$1806)","v":0},{"$f":"LOOKUP($AO370,Data!$A$6:$A$1806,Data!$D$6:$D$1806)","v":0},{"$f":"IF($AS$1=\"+\",LOOKUP($AO370,Data!$A$6:$A$1806,Data!$E$6:$E$1806)*-1,LOOKUP($AO370,Data!$A$6:$A$1806,Data!$E$6:$E$1806))","v":-223.01573181152344},{"$f":"LOOKUP($AO370,Data!$A$6:$A$1806,Data!$F$6:$F$1806)","v":0},{"$f":"LOOKUP($AO370,Data!$A$6:$A$1806,Data!$G$6:$G$1806)","v":0},{"$f":"LOOKUP($AO370,Data!$A$6:$A$1806,Data!$H$6:$H$1806)","v":0},{"$f":"LOOKUP($AO370,Data!$A$6:$A$1806,Data!$I$6:$I$1806)","v":0},{"$f":"LOOKUP($AO370,Data!$A$6:$A$1806,Data!$J$6:$J$1806)","v":-653},{"$f":"LOOKUP($AO370,Data!$A$6:$A$1806,Data!$K$6:$K$1806)","v":7748.49},143.9971923828125]
[null,40098.109143517977,{"$f":"LOOKUP(B371,Data!$A$6:$A$1806,Data!B$6:B$1806)","v":59.970001220703125},{"$f":"LOOKUP(B371,Data!$A$6:$A$1806,Data!C$6:C$1806)","v":0},null,null,null,119.9951171875,119.9951171875,null,null,0,84.004913746121474,{"$f":"AVERAGE(D$79:D371)","v":0},{"$f":"AVERAGE(M$79:M371)","v":362.63809457925674},-20.205450345498665,{"$f":"AVERAGE(P$79:P371)","v":210.0588617077025},633,null,null,null,null,null,null,0,633,-877.6550963604509,null,null,null,null,null,null,null,null,null,null,null,null,null,40098.109143517977,{"$f":"LOOKUP($AO371,Data!$A$6:$A$1806,Data!$B$6:$B$1806)","v":59.970001220703125},{"$f":"LOOKUP($AO371,Data!$A$6:$A$1806,Data!$C$6:$C$1806)","v":0},{"$f":"LOOKUP($AO371,Data!$A$6:$A$1806,Data!$D$6:$D$1806)","v":0},{"$f":"IF($AS$1=\"+\",LOOKUP($AO371,Data!$A$6:$A$1806,Data!$E$6:$E$1806)*-1,LOOKUP($AO371,Data!$A$6:$A$1806,Data!$E$6:$E$1806))","v":-223.01573181152344},{"$f":"LOOKUP($AO371,Data!$A$6:$A$1806,Data!$F$6:$F$1806)","v":0},{"$f":"LOOKUP($AO371,Data!$A$6:$A$1806,Data!$G$6:$G$1806)","v":0},{"$f":"LOOKUP($AO371,Data!$A$6:$A$1806,Data!$H$6:$H$1806)","v":0},{"$f":"LOOKUP($AO371,Data!$A$6:$A$1806,Data!$I$6:$I$1806)","v":0},{"$f":"LOOKUP($AO371,Data!$A$6:$A$1806,Data!$J$6:$J$1806)","v":-653},{"$f":"LOOKUP($AO371,Data!$A$6:$A$1806,Data!$K$6:$K$1806)","v":7748.82},119.9951171875]
[null,40098.109166666123,{"$f":"LOOKUP(B372,Data!$A$6:$A$1806,Data!B$6:B$1806)","v":59.966999053955078},{"$f":"LOOKUP(B372,Data!$A$6:$A$1806,Data!C$6:C$1806)","v":0},null,null,null,132.0037841796875,132.0037841796875,null,null,0,96.013580738308974,{"$f":"AVERAGE(D$79:D372)","v":0},{"$f":"AVERAGE(M$79:M372)","v":361.73120847775692},-20.205450345498665,{"$f":"AVERAGE(P$79:P372)","v":209.27297668363016},633,null,null,null,null,null,null,0,633,-842.58253898737553,null,null,null,null,null,null,null,null,null,null,null,null,null,40098.109166666123,{"$f":"LOOKUP($AO372,Data!$A$6:$A$1806,Data!$B$6:$B$1806)","v":59.966999053955078},{"$f":"LOOKUP($AO372,Data!$A$6:$A$1806,Data!$C$6:$C$1806)","v":0},{"$f":"LOOKUP($AO372,Data!$A$6:$A$1806,Data!$D$6:$D$1806)","v":0},{"$f":"IF($AS$1=\"+\",LOOKUP($AO372,Data!$A$6:$A$1806,Data!$E$6:$E$1806)*-1,LOOKUP($AO372,Data!$A$6:$A$1806,Data!$E$6:$E$1806))","v":-223.01573181152344},{"$f":"LOOKUP($AO372,Data!$A$6:$A$1806,Data!$F$6:$F$1806)","v":0},{"$f":"LOOKUP($AO372,Data!$A$6:$A$1806,Data!$G$6:$G$1806)","v":0},{"$f":"LOOKUP($AO372,Data!$A$6:$A$1806,Data!$H$6:$H$1806)","v":0},{"$f":"LOOKUP($AO372,Data!$A$6:$A$1806,Data!$I$6:$I$1806)","v":0},{"$f":"LOOKUP($AO372,Data!$A$6:$A$1806,Data!$J$6:$J$1806)","v":-653},{"$f":"LOOKUP($AO372,Data!$A$6:$A$1806,Data!$K$6:$K$1806)","v":7749.15},132.0037841796875]
[null,40098.109189814269,{"$f":"LOOKUP(B373,Data!$A$6:$A$1806,Data!B$6:B$1806)","v":59.969001770019531},{"$f":"LOOKUP(B373,Data!$A$6:$A$1806,Data!C$6:C$1806)","v":0},null,null,null,123.992919921875,123.992919921875,null,null,0,88.002716480496474,{"$f":"AVERAGE(D$79:D373)","v":0},{"$f":"AVERAGE(M$79:M373)","v":360.80331528454582},-20.205450345498665,{"$f":"AVERAGE(P$79:P373)","v":208.49243781618412},633,null,null,null,null,null,null,0,633,-865.6593149050218,null,null,null,null,null,null,null,null,null,null,null,null,null,40098.109189814269,{"$f":"LOOKUP($AO373,Data!$A$6:$A$1806,Data!$B$6:$B$1806)","v":59.969001770019531},{"$f":"LOOKUP($AO373,Data!$A$6:$A$1806,Data!$C$6:$C$1806)","v":0},{"$f":"LOOKUP($AO373,Data!$A$6:$A$1806,Data!$D$6:$D$1806)","v":0},{"$f":"IF($AS$1=\"+\",LOOKUP($AO373,Data!$A$6:$A$1806,Data!$E$6:$E$1806)*-1,LOOKUP($AO373,Data!$A$6:$A$1806,Data!$E$6:$E$1806))","v":-223.01573181152344},{"$f":"LOOKUP($AO373,Data!$A$6:$A$1806,Data!$F$6:$F$1806)","v":0},{"$f":"LOOKUP($AO373,Data!$A$6:$A$1806,Data!$G$6:$G$1806)","v":0},{"$f":"LOOKUP($AO373,Data!$A$6:$A$1806,Data!$H$6:$H$1806)","v":0},{"$f":"LOOKUP($AO373,Data!$A$6:$A$1806,Data!$I$6:$I$1806)","v":0},{"$f":"LOOKUP($AO373,Data!$A$6:$A$1806,Data!$J$6:$J$1806)","v":-653},{"$f":"LOOKUP($AO373,Data!$A$6:$A$1806,Data!$K$6:$K$1806)","v":7749.48},123.992919921875]
[null,40098.109212962416,{"$f":"LOOKUP(B374,Data!$A$6:$A$1806,Data!B$6:B$1806)","v":59.967998504638672},{"$f":"LOOKUP(B374,Data!$A$6:$A$1806,Data!C$6:C$1806)","v":0},null,null,null,128.0059814453125,128.0059814453125,null,null,0,92.015778003933974,{"$f":"AVERAGE(D$79:D374)","v":0},{"$f":"AVERAGE(M$79:M374)","v":359.89524928021945},-20.205450345498665,{"$f":"AVERAGE(P$79:P374)","v":207.71719073766994},633,null,null,null,null,null,null,0,633,-853.94308063426718,null,null,null,null,null,null,null,null,null,null,null,null,null,40098.109212962416,{"$f":"LOOKUP($AO374,Data!$A$6:$A$1806,Data!$B$6:$B$1806)","v":59.967998504638672},{"$f":"LOOKUP($AO374,Data!$A$6:$A$1806,Data!$C$6:$C$1806)","v":0},{"$f":"LOOKUP($AO374,Data!$A$6:$A$1806,Data!$D$6:$D$1806)","v":0},{"$f":"IF($AS$1=\"+\",LOOKUP($AO374,Data!$A$6:$A$1806,Data!$E$6:$E$1806)*-1,LOOKUP($AO374,Data!$A$6:$A$1806,Data!$E$6:$E$1806))","v":-223.01573181152344},{"$f":"LOOKUP($AO374,Data!$A$6:$A$1806,Data!$F$6:$F$1806)","v":0},{"$f":"LOOKUP($AO374,Data!$A$6:$A$1806,Data!$G$6:$G$1806)","v":0},{"$f":"LOOKUP($AO374,Data!$A$6:$A$1806,Data!$H$6:$H$1806)","v":0},{"$f":"LOOKUP($AO374,Data!$A$6:$A$1806,Data!$I$6:$I$1806)","v":0},{"$f":"LOOKUP($AO374,Data!$A$6:$A$1806,Data!$J$6:$J$1806)","v":-653},{"$f":"LOOKUP($AO374,Data!$A$6:$A$1806,Data!$K$6:$K$1806)","v":7749.81},128.0059814453125]
[null,40098.109236110562,{"$f":"LOOKUP(B375,Data!$A$6:$A$1806,Data!B$6:B$1806)","v":59.963001251220703},{"$f":"LOOKUP(B375,Data!$A$6:$A$1806,Data!C$6:C$1806)","v":0},null,null,null,147.9949951171875,147.9949951171875,null,null,0,112.00479167580897,{"$f":"AVERAGE(D$79:D375)","v":0},{"$f":"AVERAGE(M$79:M375)","v":359.06060127481737},-20.205450345498665,{"$f":"AVERAGE(P$79:P375)","v":206.94718181509168},633,null,null,null,null,null,null,0,633,-800.01037514689483,null,null,null,null,null,null,null,null,null,null,null,null,null,40098.109236110562,{"$f":"LOOKUP($AO375,Data!$A$6:$A$1806,Data!$B$6:$B$1806)","v":59.963001251220703},{"$f":"LOOKUP($AO375,Data!$A$6:$A$1806,Data!$C$6:$C$1806)","v":0},{"$f":"LOOKUP($AO375,Data!$A$6:$A$1806,Data!$D$6:$D$1806)","v":0},{"$f":"IF($AS$1=\"+\",LOOKUP($AO375,Data!$A$6:$A$1806,Data!$E$6:$E$1806)*-1,LOOKUP($AO375,Data!$A$6:$A$1806,Data!$E$6:$E$1806))","v":-223.01573181152344},{"$f":"LOOKUP($AO375,Data!$A$6:$A$1806,Data!$F$6:$F$1806)","v":0},{"$f":"LOOKUP($AO375,Data!$A$6:$A$1806,Data!$G$6:$G$1806)","v":0},{"$f":"LOOKUP($AO375,Data!$A$6:$A$1806,Data!$H$6:$H$1806)","v":0},{"$f":"LOOKUP($AO375,Data!$A$6:$A$1806,Data!$I$6:$I$1806)","v":0},{"$f":"LOOKUP($AO375,Data!$A$6:$A$1806,Data!$J$6:$J$1806)","v":-653},{"$f":"LOOKUP($AO375,Data!$A$6:$A$1806,Data!$K$6:$K$1806)","v":7750.14},147.9949951171875]
[null,40098.109259258708,{"$f":"LOOKUP(B376,Data!$A$6:$A$1806,Data!B$6:B$1806)","v":59.965000152587891},{"$f":"LOOKUP(B376,Data!$A$6:$A$1806,Data!C$6:C$1806)","v":0},null,null,null,139.9993896484375,139.9993896484375,null,null,0,104.00918620705897,{"$f":"AVERAGE(D$79:D376)","v":0},{"$f":"AVERAGE(M$79:M376)","v":358.20472404304633},-20.205450345498665,{"$f":"AVERAGE(P$79:P376)","v":206.18235813778327},633,null,null,null,null,null,null,0,633,-820.74477164390419,null,null,null,null,null,null,null,null,null,null,null,null,null,40098.109259258708,{"$f":"LOOKUP($AO376,Data!$A$6:$A$1806,Data!$B$6:$B$1806)","v":59.965000152587891},{"$f":"LOOKUP($AO376,Data!$A$6:$A$1806,Data!$C$6:$C$1806)","v":0},{"$f":"LOOKUP($AO376,Data!$A$6:$A$1806,Data!$D$6:$D$1806)","v":0},{"$f":"IF($AS$1=\"+\",LOOKUP($AO376,Data!$A$6:$A$1806,Data!$E$6:$E$1806)*-1,LOOKUP($AO376,Data!$A$6:$A$1806,Data!$E$6:$E$1806))","v":-223.01573181152344},{"$f":"LOOKUP($AO376,Data!$A$6:$A$1806,Data!$F$6:$F$1806)","v":0},{"$f":"LOOKUP($AO376,Data!$A$6:$A$1806,Data!$G$6:$G$1806)","v":0},{"$f":"LOOKUP($AO376,Data!$A$6:$A$1806,Data!$H$6:$H$1806)","v":0},{"$f":"LOOKUP($AO376,Data!$A$6:$A$1806,Data!$I$6:$I$1806)","v":0},{"$f":"LOOKUP($AO376,Data!$A$6:$A$1806,Data!$J$6:$J$1806)","v":-653},{"$f":"LOOKUP($AO376,Data!$A$6:$A$1806,Data!$K$6:$K$1806)","v":7750.47},139.9993896484375]
[null,40098.109282406855,{"$f":"LOOKUP(B377,Data!$A$6:$A$1806,Data!B$6:B$1806)","v":59.970001220703125},{"$f":"LOOKUP(B377,Data!$A$6:$A$1806,Data!C$6:C$1806)","v":0},null,null,null,119.9951171875,119.9951171875,null,null,0,84.004913746121474,{"$f":"AVERAGE(D$79:D377)","v":0},{"$f":"AVERAGE(M$79:M377)","v":357.28766782131748},-20.205450345498665,{"$f":"AVERAGE(P$79:P377)","v":205.42266750528904},633,null,null,null,null,null,null,0,633,-877.6550963604509,null,null,null,null,null,null,null,null,null,null,null,null,null,40098.109282406855,{"$f":"LOOKUP($AO377,Data!$A$6:$A$1806,Data!$B$6:$B$1806)","v":59.970001220703125},{"$f":"LOOKUP($AO377,Data!$A$6:$A$1806,Data!$C$6:$C$1806)","v":0},{"$f":"LOOKUP($AO377,Data!$A$6:$A$1806,Data!$D$6:$D$1806)","v":0},{"$f":"IF($AS$1=\"+\",LOOKUP($AO377,Data!$A$6:$A$1806,Data!$E$6:$E$1806)*-1,LOOKUP($AO377,Data!$A$6:$A$1806,Data!$E$6:$E$1806))","v":-223.01573181152344},{"$f":"LOOKUP($AO377,Data!$A$6:$A$1806,Data!$F$6:$F$1806)","v":0},{"$f":"LOOKUP($AO377,Data!$A$6:$A$1806,Data!$G$6:$G$1806)","v":0},{"$f":"LOOKUP($AO377,Data!$A$6:$A$1806,Data!$H$6:$H$1806)","v":0},{"$f":"LOOKUP($AO377,Data!$A$6:$A$1806,Data!$I$6:$I$1806)","v":0},{"$f":"LOOKUP($AO377,Data!$A$6:$A$1806,Data!$J$6:$J$1806)","v":-653},{"$f":"LOOKUP($AO377,Data!$A$6:$A$1806,Data!$K$6:$K$1806)","v":7750.8},119.9951171875]
[null,40098.109305555001,{"$f":"LOOKUP(B378,Data!$A$6:$A$1806,Data!B$6:B$1806)","v":59.972999572753906},{"$f":"LOOKUP(B378,Data!$A$6:$A$1806,Data!C$6:C$1806)","v":0},null,null,null,108.001708984375,108.001708984375,null,null,0,72.011505542996474,{"$f":"AVERAGE(D$79:D378)","v":0},{"$f":"AVERAGE(M$79:M378)","v":356.33674728038972},-20.205450345498665,{"$f":"AVERAGE(P$79:P378)","v":204.66805841548708},633,null,null,null,null,null,null,0,633,-915.72372746901021,null,null,null,null,null,null,null,null,null,null,null,null,null,40098.109305555001,{"$f":"LOOKUP($AO378,Data!$A$6:$A$1806,Data!$B$6:$B$1806)","v":59.972999572753906},{"$f":"LOOKUP($AO378,Data!$A$6:$A$1806,Data!$C$6:$C$1806)","v":0},{"$f":"LOOKUP($AO378,Data!$A$6:$A$1806,Data!$D$6:$D$1806)","v":0},{"$f":"IF($AS$1=\"+\",LOOKUP($AO378,Data!$A$6:$A$1806,Data!$E$6:$E$1806)*-1,LOOKUP($AO378,Data!$A$6:$A$1806,Data!$E$6:$E$1806))","v":-223.01573181152344},{"$f":"LOOKUP($AO378,Data!$A$6:$A$1806,Data!$F$6:$F$1806)","v":0},{"$f":"LOOKUP($AO378,Data!$A$6:$A$1806,Data!$G$6:$G$1806)","v":0},{"$f":"LOOKUP($AO378,Data!$A$6:$A$1806,Data!$H$6:$H$1806)","v":0},{"$f":"LOOKUP($AO378,Data!$A$6:$A$1806,Data!$I$6:$I$1806)","v":0},{"$f":"LOOKUP($AO378,Data!$A$6:$A$1806,Data!$J$6:$J$1806)","v":-653},{"$f":"LOOKUP($AO378,Data!$A$6:$A$1806,Data!$K$6:$K$1806)","v":7751.13},108.001708984375]
[null,40098.109328703147,{"$f":"LOOKUP(B379,Data!$A$6:$A$1806,Data!B$6:B$1806)","v":59.967998504638672},{"$f":"LOOKUP(B379,Data!$A$6:$A$1806,Data!C$6:C$1806)","v":0},null,null,null,128.0059814453125,128.0059814453125,null,null,0,92.015778003933974,{"$f":"AVERAGE(D$79:D379)","v":0},{"$f":"AVERAGE(M$79:M379)","v":355.45860452531844},-20.205450345498665,{"$f":"AVERAGE(P$79:P379)","v":203.91848005295046},633,null,null,null,null,null,null,0,633,-853.94308063426718,null,null,null,null,null,null,null,null,null,null,null,null,null,40098.109328703147,{"$f":"LOOKUP($AO379,Data!$A$6:$A$1806,Data!$B$6:$B$1806)","v":59.967998504638672},{"$f":"LOOKUP($AO379,Data!$A$6:$A$1806,Data!$C$6:$C$1806)","v":0},{"$f":"LOOKUP($AO379,Data!$A$6:$A$1806,Data!$D$6:$D$1806)","v":0},{"$f":"IF($AS$1=\"+\",LOOKUP($AO379,Data!$A$6:$A$1806,Data!$E$6:$E$1806)*-1,LOOKUP($AO379,Data!$A$6:$A$1806,Data!$E$6:$E$1806))","v":-223.01573181152344},{"$f":"LOOKUP($AO379,Data!$A$6:$A$1806,Data!$F$6:$F$1806)","v":0},{"$f":"LOOKUP($AO379,Data!$A$6:$A$1806,Data!$G$6:$G$1806)","v":0},{"$f":"LOOKUP($AO379,Data!$A$6:$A$1806,Data!$H$6:$H$1806)","v":0},{"$f":"LOOKUP($AO379,Data!$A$6:$A$1806,Data!$I$6:$I$1806)","v":0},{"$f":"LOOKUP($AO379,Data!$A$6:$A$1806,Data!$J$6:$J$1806)","v":-653},{"$f":"LOOKUP($AO379,Data!$A$6:$A$1806,Data!$K$6:$K$1806)","v":7751.46},128.0059814453125]
[null,40098.109351851293,{"$f":"LOOKUP(B380,Data!$A$6:$A$1806,Data!B$6:B$1806)","v":59.965000152587891},{"$f":"LOOKUP(B380,Data!$A$6:$A$1806,Data!C$6:C$1806)","v":0},null,null,null,139.9993896484375,139.9993896484375,null,null,0,104.00918620705897,{"$f":"AVERAGE(D$79:D380)","v":0},{"$f":"AVERAGE(M$79:M380)","v":354.62599055737718},-20.205450345498665,{"$f":"AVERAGE(P$79:P380)","v":203.17388227754032},633,null,null,null,null,null,null,0,633,-820.74477164390419,null,null,null,null,null,null,null,null,null,null,null,null,null,40098.109351851293,{"$f":"LOOKUP($AO380,Data!$A$6:$A$1806,Data!$B$6:$B$1806)","v":59.965000152587891},{"$f":"LOOKUP($AO380,Data!$A$6:$A$1806,Data!$C$6:$C$1806)","v":0},{"$f":"LOOKUP($AO380,Data!$A$6:$A$1806,Data!$D$6:$D$1806)","v":0},{"$f":"IF($AS$1=\"+\",LOOKUP($AO380,Data!$A$6:$A$1806,Data!$E$6:$E$1806)*-1,LOOKUP($AO380,Data!$A$6:$A$1806,Data!$E$6:$E$1806))","v":-223.01573181152344},{"$f":"LOOKUP($AO380,Data!$A$6:$A$1806,Data!$F$6:$F$1806)","v":0},{"$f":"LOOKUP($AO380,Data!$A$6:$A$1806,Data!$G$6:$G$1806)","v":0},{"$f":"LOOKUP($AO380,Data!$A$6:$A$1806,Data!$H$6:$H$1806)","v":0},{"$f":"LOOKUP($AO380,Data!$A$6:$A$1806,Data!$I$6:$I$1806)","v":0},{"$f":"LOOKUP($AO380,Data!$A$6:$A$1806,Data!$J$6:$J$1806)","v":-653},{"$f":"LOOKUP($AO380,Data!$A$6:$A$1806,Data!$K$6:$K$1806)","v":7751.79},139.9993896484375]
[null,40098.10937499944,{"$f":"LOOKUP(B381,Data!$A$6:$A$1806,Data!B$6:B$1806)","v":59.967998504638672},{"$f":"LOOKUP(B381,Data!$A$6:$A$1806,Data!C$6:C$1806)","v":0},null,null,null,128.0059814453125,128.0059814453125,null,null,0,92.015778003933974,{"$f":"AVERAGE(D$79:D381)","v":0},{"$f":"AVERAGE(M$79:M381)","v":353.75929018591364},-20.205450345498665,{"$f":"AVERAGE(P$79:P381)","v":202.4342156132256},633,null,null,null,null,null,null,0,633,-853.94308063426718,null,null,null,null,null,null,null,null,null,null,null,null,null,40098.10937499944,{"$f":"LOOKUP($AO381,Data!$A$6:$A$1806,Data!$B$6:$B$1806)","v":59.967998504638672},{"$f":"LOOKUP($AO381,Data!$A$6:$A$1806,Data!$C$6:$C$1806)","v":0},{"$f":"LOOKUP($AO381,Data!$A$6:$A$1806,Data!$D$6:$D$1806)","v":0},{"$f":"IF($AS$1=\"+\",LOOKUP($AO381,Data!$A$6:$A$1806,Data!$E$6:$E$1806)*-1,LOOKUP($AO381,Data!$A$6:$A$1806,Data!$E$6:$E$1806))","v":-223.01573181152344},{"$f":"LOOKUP($AO381,Data!$A$6:$A$1806,Data!$F$6:$F$1806)","v":0},{"$f":"LOOKUP($AO381,Data!$A$6:$A$1806,Data!$G$6:$G$1806)","v":0},{"$f":"LOOKUP($AO381,Data!$A$6:$A$1806,Data!$H$6:$H$1806)","v":0},{"$f":"LOOKUP($AO381,Data!$A$6:$A$1806,Data!$I$6:$I$1806)","v":0},{"$f":"LOOKUP($AO381,Data!$A$6:$A$1806,Data!$J$6:$J$1806)","v":-653},{"$f":"LOOKUP($AO381,Data!$A$6:$A$1806,Data!$K$6:$K$1806)","v":7752.12},128.0059814453125]
[null,40098.109398147586,{"$f":"LOOKUP(B382,Data!$A$6:$A$1806,Data!B$6:B$1806)","v":59.969001770019531},{"$f":"LOOKUP(B382,Data!$A$6:$A$1806,Data!C$6:C$1806)","v":0},null,null,null,123.992919921875,123.992919921875,null,null,0,88.002716480496474,{"$f":"AVERAGE(D$79:D382)","v":0},{"$f":"AVERAGE(M$79:M382)","v":352.8850909303037},-20.205450345498665,{"$f":"AVERAGE(P$79:P382)","v":201.6994312371242},633,null,null,null,null,null,null,0,633,-865.6593149050218,null,null,null,null,null,null,null,null,null,null,null,null,null,40098.109398147586,{"$f":"LOOKUP($AO382,Data!$A$6:$A$1806,Data!$B$6:$B$1806)","v":59.969001770019531},{"$f":"LOOKUP($AO382,Data!$A$6:$A$1806,Data!$C$6:$C$1806)","v":0},{"$f":"LOOKUP($AO382,Data!$A$6:$A$1806,Data!$D$6:$D$1806)","v":0},{"$f":"IF($AS$1=\"+\",LOOKUP($AO382,Data!$A$6:$A$1806,Data!$E$6:$E$1806)*-1,LOOKUP($AO382,Data!$A$6:$A$1806,Data!$E$6:$E$1806))","v":-223.01573181152344},{"$f":"LOOKUP($AO382,Data!$A$6:$A$1806,Data!$F$6:$F$1806)","v":0},{"$f":"LOOKUP($AO382,Data!$A$6:$A$1806,Data!$G$6:$G$1806)","v":0},{"$f":"LOOKUP($AO382,Data!$A$6:$A$1806,Data!$H$6:$H$1806)","v":0},{"$f":"LOOKUP($AO382,Data!$A$6:$A$1806,Data!$I$6:$I$1806)","v":0},{"$f":"LOOKUP($AO382,Data!$A$6:$A$1806,Data!$J$6:$J$1806)","v":-653},{"$f":"LOOKUP($AO382,Data!$A$6:$A$1806,Data!$K$6:$K$1806)","v":7752.45},123.992919921875]
[null,40098.109421295732,{"$f":"LOOKUP(B383,Data!$A$6:$A$1806,Data!B$6:B$1806)","v":59.966999053955078},{"$f":"LOOKUP(B383,Data!$A$6:$A$1806,Data!C$6:C$1806)","v":0},null,null,null,132.0037841796875,132.0037841796875,null,null,0,96.013580738308974,{"$f":"AVERAGE(D$79:D383)","v":0},{"$f":"AVERAGE(M$79:M383)","v":352.04288925754304},-20.205450345498665,{"$f":"AVERAGE(P$79:P383)","v":200.96948096876031},633,null,null,null,null,null,null,0,633,-842.58253898737553,null,null,null,null,null,null,null,null,null,null,null,null,null,40098.109421295732,{"$f":"LOOKUP($AO383,Data!$A$6:$A$1806,Data!$B$6:$B$1806)","v":59.966999053955078},{"$f":"LOOKUP($AO383,Data!$A$6:$A$1806,Data!$C$6:$C$1806)","v":0},{"$f":"LOOKUP($AO383,Data!$A$6:$A$1806,Data!$D$6:$D$1806)","v":0},{"$f":"IF($AS$1=\"+\",LOOKUP($AO383,Data!$A$6:$A$1806,Data!$E$6:$E$1806)*-1,LOOKUP($AO383,Data!$A$6:$A$1806,Data!$E$6:$E$1806))","v":-223.01573181152344},{"$f":"LOOKUP($AO383,Data!$A$6:$A$1806,Data!$F$6:$F$1806)","v":0},{"$f":"LOOKUP($AO383,Data!$A$6:$A$1806,Data!$G$6:$G$1806)","v":0},{"$f":"LOOKUP($AO383,Data!$A$6:$A$1806,Data!$H$6:$H$1806)","v":0},{"$f":"LOOKUP($AO383,Data!$A$6:$A$1806,Data!$I$6:$I$1806)","v":0},{"$f":"LOOKUP($AO383,Data!$A$6:$A$1806,Data!$J$6:$J$1806)","v":-653},{"$f":"LOOKUP($AO383,Data!$A$6:$A$1806,Data!$K$6:$K$1806)","v":7752.78},132.0037841796875]
[null,40098.109444443879,{"$f":"LOOKUP(B384,Data!$A$6:$A$1806,Data!B$6:B$1806)","v":59.964000701904297},{"$f":"LOOKUP(B384,Data!$A$6:$A$1806,Data!C$6:C$1806)","v":0},null,null,null,143.9971923828125,143.9971923828125,null,null,0,108.00698894143397,{"$f":"AVERAGE(D$79:D384)","v":0},{"$f":"AVERAGE(M$79:M384)","v":351.24538631533352},-20.205450345498665,{"$f":"AVERAGE(P$79:P384)","v":200.24431725953323},633,null,null,null,null,null,null,0,633,-810.24494534268399,null,null,null,null,null,null,null,null,null,null,null,null,null,40098.109444443879,{"$f":"LOOKUP($AO384,Data!$A$6:$A$1806,Data!$B$6:$B$1806)","v":59.964000701904297},{"$f":"LOOKUP($AO384,Data!$A$6:$A$1806,Data!$C$6:$C$1806)","v":0},{"$f":"LOOKUP($AO384,Data!$A$6:$A$1806,Data!$D$6:$D$1806)","v":0},{"$f":"IF($AS$1=\"+\",LOOKUP($AO384,Data!$A$6:$A$1806,Data!$E$6:$E$1806)*-1,LOOKUP($AO384,Data!$A$6:$A$1806,Data!$E$6:$E$1806))","v":-223.01573181152344},{"$f":"LOOKUP($AO384,Data!$A$6:$A$1806,Data!$F$6:$F$1806)","v":0},{"$f":"LOOKUP($AO384,Data!$A$6:$A$1806,Data!$G$6:$G$1806)","v":0},{"$f":"LOOKUP($AO384,Data!$A$6:$A$1806,Data!$H$6:$H$1806)","v":0},{"$f":"LOOKUP($AO384,Data!$A$6:$A$1806,Data!$I$6:$I$1806)","v":0},{"$f":"LOOKUP($AO384,Data!$A$6:$A$1806,Data!$J$6:$J$1806)","v":-653},{"$f":"LOOKUP($AO384,Data!$A$6:$A$1806,Data!$K$6:$K$1806)","v":7753.11},143.9971923828125]
[null,40098.109467592025,{"$f":"LOOKUP(B385,Data!$A$6:$A$1806,Data!B$6:B$1806)","v":59.965999603271484},{"$f":"LOOKUP(B385,Data!$A$6:$A$1806,Data!C$6:C$1806)","v":0},null,null,null,136.0015869140625,136.0015869140625,null,null,0,100.01138347268397,{"$f":"AVERAGE(D$79:D385)","v":0},{"$f":"AVERAGE(M$79:M385)","v":350.42703451454315},-20.205450345498665,{"$f":"AVERAGE(P$79:P385)","v":199.52389318239258},633,null,null,null,null,null,null,0,633,-831.5203016655496,null,null,null,null,null,null,null,null,null,null,null,null,null,40098.109467592025,{"$f":"LOOKUP($AO385,Data!$A$6:$A$1806,Data!$B$6:$B$1806)","v":59.965999603271484},{"$f":"LOOKUP($AO385,Data!$A$6:$A$1806,Data!$C$6:$C$1806)","v":0},{"$f":"LOOKUP($AO385,Data!$A$6:$A$1806,Data!$D$6:$D$1806)","v":0},{"$f":"IF($AS$1=\"+\",LOOKUP($AO385,Data!$A$6:$A$1806,Data!$E$6:$E$1806)*-1,LOOKUP($AO385,Data!$A$6:$A$1806,Data!$E$6:$E$1806))","v":-223.01573181152344},{"$f":"LOOKUP($AO385,Data!$A$6:$A$1806,Data!$F$6:$F$1806)","v":0},{"$f":"LOOKUP($AO385,Data!$A$6:$A$1806,Data!$G$6:$G$1806)","v":0},{"$f":"LOOKUP($AO385,Data!$A$6:$A$1806,Data!$H$6:$H$1806)","v":0},{"$f":"LOOKUP($AO385,Data!$A$6:$A$1806,Data!$I$6:$I$1806)","v":0},{"$f":"LOOKUP($AO385,Data!$A$6:$A$1806,Data!$J$6:$J$1806)","v":-653},{"$f":"LOOKUP($AO385,Data!$A$6:$A$1806,Data!$K$6:$K$1806)","v":7753.44},136.0015869140625]
[null,40098.109490740171,{"$f":"LOOKUP(B386,Data!$A$6:$A$1806,Data!B$6:B$1806)","v":59.979000091552734},{"$f":"LOOKUP(B386,Data!$A$6:$A$1806,Data!C$6:C$1806)","v":0},null,null,null,83.9996337890625,83.9996337890625,null,null,0,48.009430347683974,{"$f":"AVERAGE(D$79:D386)","v":0},{"$f":"AVERAGE(M$79:M386)","v":349.44515917633902},-20.205450345498665,{"$f":"AVERAGE(P$79:P386)","v":198.80816242171542},633,null,null,null,null,null,null,0,633,-1002.7701562889495,null,null,null,null,null,null,null,null,null,null,null,null,null,40098.109490740171,{"$f":"LOOKUP($AO386,Data!$A$6:$A$1806,Data!$B$6:$B$1806)","v":59.979000091552734},{"$f":"LOOKUP($AO386,Data!$A$6:$A$1806,Data!$C$6:$C$1806)","v":0},{"$f":"LOOKUP($AO386,Data!$A$6:$A$1806,Data!$D$6:$D$1806)","v":0},{"$f":"IF($AS$1=\"+\",LOOKUP($AO386,Data!$A$6:$A$1806,Data!$E$6:$E$1806)*-1,LOOKUP($AO386,Data!$A$6:$A$1806,Data!$E$6:$E$1806))","v":-223.01573181152344},{"$f":"LOOKUP($AO386,Data!$A$6:$A$1806,Data!$F$6:$F$1806)","v":0},{"$f":"LOOKUP($AO386,Data!$A$6:$A$1806,Data!$G$6:$G$1806)","v":0},{"$f":"LOOKUP($AO386,Data!$A$6:$A$1806,Data!$H$6:$H$1806)","v":0},{"$f":"LOOKUP($AO386,Data!$A$6:$A$1806,Data!$I$6:$I$1806)","v":0},{"$f":"LOOKUP($AO386,Data!$A$6:$A$1806,Data!$J$6:$J$1806)","v":-653},{"$f":"LOOKUP($AO386,Data!$A$6:$A$1806,Data!$K$6:$K$1806)","v":7753.77},83.9996337890625]
[null,40098.109513888317,{"$f":"LOOKUP(B387,Data!$A$6:$A$1806,Data!B$6:B$1806)","v":59.990001678466797},{"$f":"LOOKUP(B387,Data!$A$6:$A$1806,Data!C$6:C$1806)","v":0},null,null,null,39.9932861328125,39.9932861328125,null,null,0,4.0030826914339741,{"$f":"AVERAGE(D$79:D387)","v":0},{"$f":"AVERAGE(M$79:M387)","v":348.32722365373417},-20.205450345498665,{"$f":"AVERAGE(P$79:P387)","v":198.09707926338029},633,null,null,null,null,null,null,0,633,-1214.422350907045,null,null,null,null,null,null,null,null,null,null,null,null,null,40098.109513888317,{"$f":"LOOKUP($AO387,Data!$A$6:$A$1806,Data!$B$6:$B$1806)","v":59.990001678466797},{"$f":"LOOKUP($AO387,Data!$A$6:$A$1806,Data!$C$6:$C$1806)","v":0},{"$f":"LOOKUP($AO387,Data!$A$6:$A$1806,Data!$D$6:$D$1806)","v":0},{"$f":"IF($AS$1=\"+\",LOOKUP($AO387,Data!$A$6:$A$1806,Data!$E$6:$E$1806)*-1,LOOKUP($AO387,Data!$A$6:$A$1806,Data!$E$6:$E$1806))","v":-223.01573181152344},{"$f":"LOOKUP($AO387,Data!$A$6:$A$1806,Data!$F$6:$F$1806)","v":0},{"$f":"LOOKUP($AO387,Data!$A$6:$A$1806,Data!$G$6:$G$1806)","v":0},{"$f":"LOOKUP($AO387,Data!$A$6:$A$1806,Data!$H$6:$H$1806)","v":0},{"$f":"LOOKUP($AO387,Data!$A$6:$A$1806,Data!$I$6:$I$1806)","v":0},{"$f":"LOOKUP($AO387,Data!$A$6:$A$1806,Data!$J$6:$J$1806)","v":-653},{"$f":"LOOKUP($AO387,Data!$A$6:$A$1806,Data!$K$6:$K$1806)","v":7754.1},39.9932861328125]
[null,40098.109537036464,{"$f":"LOOKUP(B388,Data!$A$6:$A$1806,Data!B$6:B$1806)","v":59.983001708984375},{"$f":"LOOKUP(B388,Data!$A$6:$A$1806,Data!C$6:C$1806)","v":0},null,null,null,67.9931640625,67.9931640625,null,null,0,32.002960621121474,{"$f":"AVERAGE(D$79:D388)","v":0},{"$f":"AVERAGE(M$79:M388)","v":347.30682280524184},-20.205450345498665,{"$f":"AVERAGE(P$79:P388)","v":197.39059858503441},633,null,null,null,null,null,null,0,633,-1070.639978708132,null,null,null,null,null,null,null,null,null,null,null,null,null,40098.109537036464,{"$f":"LOOKUP($AO388,Data!$A$6:$A$1806,Data!$B$6:$B$1806)","v":59.983001708984375},{"$f":"LOOKUP($AO388,Data!$A$6:$A$1806,Data!$C$6:$C$1806)","v":0},{"$f":"LOOKUP($AO388,Data!$A$6:$A$1806,Data!$D$6:$D$1806)","v":0},{"$f":"IF($AS$1=\"+\",LOOKUP($AO388,Data!$A$6:$A$1806,Data!$E$6:$E$1806)*-1,LOOKUP($AO388,Data!$A$6:$A$1806,Data!$E$6:$E$1806))","v":-223.01573181152344},{"$f":"LOOKUP($AO388,Data!$A$6:$A$1806,Data!$F$6:$F$1806)","v":0},{"$f":"LOOKUP($AO388,Data!$A$6:$A$1806,Data!$G$6:$G$1806)","v":0},{"$f":"LOOKUP($AO388,Data!$A$6:$A$1806,Data!$H$6:$H$1806)","v":0},{"$f":"LOOKUP($AO388,Data!$A$6:$A$1806,Data!$I$6:$I$1806)","v":0},{"$f":"LOOKUP($AO388,Data!$A$6:$A$1806,Data!$J$6:$J$1806)","v":-653},{"$f":"LOOKUP($AO388,Data!$A$6:$A$1806,Data!$K$6:$K$1806)","v":7754.43},67.9931640625]
[null,40098.10956018461,{"$f":"LOOKUP(B389,Data!$A$6:$A$1806,Data!B$6:B$1806)","v":59.9739990234375},{"$f":"LOOKUP(B389,Data!$A$6:$A$1806,Data!C$6:C$1806)","v":0},null,null,null,104.00390625,104.00390625,null,null,0,68.013702808621474,{"$f":"AVERAGE(D$79:D389)","v":0},{"$f":"AVERAGE(M$79:M389)","v":346.40877418788932},-20.205450345498665,{"$f":"AVERAGE(P$79:P389)","v":196.68867584654882},633,null,null,null,null,null,null,0,633,-929.15792288148054,null,null,null,null,null,null,null,null,null,null,null,null,null,40098.10956018461,{"$f":"LOOKUP($AO389,Data!$A$6:$A$1806,Data!$B$6:$B$1806)","v":59.9739990234375},{"$f":"LOOKUP($AO389,Data!$A$6:$A$1806,Data!$C$6:$C$1806)","v":0},{"$f":"LOOKUP($AO389,Data!$A$6:$A$1806,Data!$D$6:$D$1806)","v":0},{"$f":"IF($AS$1=\"+\",LOOKUP($AO389,Data!$A$6:$A$1806,Data!$E$6:$E$1806)*-1,LOOKUP($AO389,Data!$A$6:$A$1806,Data!$E$6:$E$1806))","v":-223.01573181152344},{"$f":"LOOKUP($AO389,Data!$A$6:$A$1806,Data!$F$6:$F$1806)","v":0},{"$f":"LOOKUP($AO389,Data!$A$6:$A$1806,Data!$G$6:$G$1806)","v":0},{"$f":"LOOKUP($AO389,Data!$A$6:$A$1806,Data!$H$6:$H$1806)","v":0},{"$f":"LOOKUP($AO389,Data!$A$6:$A$1806,Data!$I$6:$I$1806)","v":0},{"$f":"LOOKUP($AO389,Data!$A$6:$A$1806,Data!$J$6:$J$1806)","v":-653},{"$f":"LOOKUP($AO389,Data!$A$6:$A$1806,Data!$K$6:$K$1806)","v":7754.76},104.00390625]
[null,40098.109583332756,{"$f":"LOOKUP(B390,Data!$A$6:$A$1806,Data!B$6:B$1806)","v":59.966999053955078},{"$f":"LOOKUP(B390,Data!$A$6:$A$1806,Data!C$6:C$1806)","v":0},null,null,null,132.0037841796875,132.0037841796875,null,null,0,96.013580738308974,{"$f":"AVERAGE(D$79:D390)","v":0},{"$f":"AVERAGE(M$79:M390)","v":345.60622549093557},-20.205450345498665,{"$f":"AVERAGE(P$79:P390)","v":195.99126708065799},633,null,null,null,null,null,null,0,633,-842.58253898737553,null,null,null,null,null,null,null,null,null,null,null,null,null,40098.109583332756,{"$f":"LOOKUP($AO390,Data!$A$6:$A$1806,Data!$B$6:$B$1806)","v":59.966999053955078},{"$f":"LOOKUP($AO390,Data!$A$6:$A$1806,Data!$C$6:$C$1806)","v":0},{"$f":"LOOKUP($AO390,Data!$A$6:$A$1806,Data!$D$6:$D$1806)","v":0},{"$f":"IF($AS$1=\"+\",LOOKUP($AO390,Data!$A$6:$A$1806,Data!$E$6:$E$1806)*-1,LOOKUP($AO390,Data!$A$6:$A$1806,Data!$E$6:$E$1806))","v":-223.01573181152344},{"$f":"LOOKUP($AO390,Data!$A$6:$A$1806,Data!$F$6:$F$1806)","v":0},{"$f":"LOOKUP($AO390,Data!$A$6:$A$1806,Data!$G$6:$G$1806)","v":0},{"$f":"LOOKUP($AO390,Data!$A$6:$A$1806,Data!$H$6:$H$1806)","v":0},{"$f":"LOOKUP($AO390,Data!$A$6:$A$1806,Data!$I$6:$I$1806)","v":0},{"$f":"LOOKUP($AO390,Data!$A$6:$A$1806,Data!$J$6:$J$1806)","v":-653},{"$f":"LOOKUP($AO390,Data!$A$6:$A$1806,Data!$K$6:$K$1806)","v":7755.09},132.0037841796875]
[null,40098.109606480903,{"$f":"LOOKUP(B391,Data!$A$6:$A$1806,Data!B$6:B$1806)","v":59.965000152587891},{"$f":"LOOKUP(B391,Data!$A$6:$A$1806,Data!C$6:C$1806)","v":0},null,null,null,139.9993896484375,139.9993896484375,null,null,0,104.00918620705897,{"$f":"AVERAGE(D$79:D391)","v":0},{"$f":"AVERAGE(M$79:M391)","v":344.8343499660669},-20.205450345498665,{"$f":"AVERAGE(P$79:P391)","v":195.29832888377928},633,null,null,null,null,null,null,0,633,-820.74477164390419,null,null,null,null,null,null,null,null,null,null,null,null,null,40098.109606480903,{"$f":"LOOKUP($AO391,Data!$A$6:$A$1806,Data!$B$6:$B$1806)","v":59.965000152587891},{"$f":"LOOKUP($AO391,Data!$A$6:$A$1806,Data!$C$6:$C$1806)","v":0},{"$f":"LOOKUP($AO391,Data!$A$6:$A$1806,Data!$D$6:$D$1806)","v":0},{"$f":"IF($AS$1=\"+\",LOOKUP($AO391,Data!$A$6:$A$1806,Data!$E$6:$E$1806)*-1,LOOKUP($AO391,Data!$A$6:$A$1806,Data!$E$6:$E$1806))","v":-223.01573181152344},{"$f":"LOOKUP($AO391,Data!$A$6:$A$1806,Data!$F$6:$F$1806)","v":0},{"$f":"LOOKUP($AO391,Data!$A$6:$A$1806,Data!$G$6:$G$1806)","v":0},{"$f":"LOOKUP($AO391,Data!$A$6:$A$1806,Data!$H$6:$H$1806)","v":0},{"$f":"LOOKUP($AO391,Data!$A$6:$A$1806,Data!$I$6:$I$1806)","v":0},{"$f":"LOOKUP($AO391,Data!$A$6:$A$1806,Data!$J$6:$J$1806)","v":-653},{"$f":"LOOKUP($AO391,Data!$A$6:$A$1806,Data!$K$6:$K$1806)","v":7755.42},139.9993896484375]
[null,40098.109629629049,{"$f":"LOOKUP(B392,Data!$A$6:$A$1806,Data!B$6:B$1806)","v":59.962001800537109},{"$f":"LOOKUP(B392,Data!$A$6:$A$1806,Data!C$6:C$1806)","v":0},null,null,null,151.9927978515625,151.9927978515625,null,null,0,116.00259441018397,{"$f":"AVERAGE(D$79:D392)","v":0},{"$f":"AVERAGE(M$79:M392)","v":344.10558641334114},-20.205450345498665,{"$f":"AVERAGE(P$79:P392)","v":194.60981840700842},633,null,null,null,null,null,null,0,633,-790.03113473109124,null,null,null,null,null,null,null,null,null,null,null,null,null,40098.109629629049,{"$f":"LOOKUP($AO392,Data!$A$6:$A$1806,Data!$B$6:$B$1806)","v":59.962001800537109},{"$f":"LOOKUP($AO392,Data!$A$6:$A$1806,Data!$C$6:$C$1806)","v":0},{"$f":"LOOKUP($AO392,Data!$A$6:$A$1806,Data!$D$6:$D$1806)","v":0},{"$f":"IF($AS$1=\"+\",LOOKUP($AO392,Data!$A$6:$A$1806,Data!$E$6:$E$1806)*-1,LOOKUP($AO392,Data!$A$6:$A$1806,Data!$E$6:$E$1806))","v":-223.01573181152344},{"$f":"LOOKUP($AO392,Data!$A$6:$A$1806,Data!$F$6:$F$1806)","v":0},{"$f":"LOOKUP($AO392,Data!$A$6:$A$1806,Data!$G$6:$G$1806)","v":0},{"$f":"LOOKUP($AO392,Data!$A$6:$A$1806,Data!$H$6:$H$1806)","v":0},{"$f":"LOOKUP($AO392,Data!$A$6:$A$1806,Data!$I$6:$I$1806)","v":0},{"$f":"LOOKUP($AO392,Data!$A$6:$A$1806,Data!$J$6:$J$1806)","v":-653},{"$f":"LOOKUP($AO392,Data!$A$6:$A$1806,Data!$K$6:$K$1806)","v":7755.75},151.9927978515625]
[null,40098.109652777195,{"$f":"LOOKUP(B393,Data!$A$6:$A$1806,Data!B$6:B$1806)","v":59.962001800537109},{"$f":"LOOKUP(B393,Data!$A$6:$A$1806,Data!C$6:C$1806)","v":0},null,null,null,151.9927978515625,151.9927978515625,null,null,0,116.00259441018397,{"$f":"AVERAGE(D$79:D393)","v":0},{"$f":"AVERAGE(M$79:M393)","v":343.38144993079146},-20.205450345498665,{"$f":"AVERAGE(P$79:P393)","v":193.92569334728705},633,null,null,null,null,null,null,0,633,-790.03113473109124,null,null,null,null,null,null,null,null,null,null,null,null,null,40098.109652777195,{"$f":"LOOKUP($AO393,Data!$A$6:$A$1806,Data!$B$6:$B$1806)","v":59.962001800537109},{"$f":"LOOKUP($AO393,Data!$A$6:$A$1806,Data!$C$6:$C$1806)","v":0},{"$f":"LOOKUP($AO393,Data!$A$6:$A$1806,Data!$D$6:$D$1806)","v":0},{"$f":"IF($AS$1=\"+\",LOOKUP($AO393,Data!$A$6:$A$1806,Data!$E$6:$E$1806)*-1,LOOKUP($AO393,Data!$A$6:$A$1806,Data!$E$6:$E$1806))","v":-223.01573181152344},{"$f":"LOOKUP($AO393,Data!$A$6:$A$1806,Data!$F$6:$F$1806)","v":0},{"$f":"LOOKUP($AO393,Data!$A$6:$A$1806,Data!$G$6:$G$1806)","v":0},{"$f":"LOOKUP($AO393,Data!$A$6:$A$1806,Data!$H$6:$H$1806)","v":0},{"$f":"LOOKUP($AO393,Data!$A$6:$A$1806,Data!$I$6:$I$1806)","v":0},{"$f":"LOOKUP($AO393,Data!$A$6:$A$1806,Data!$J$6:$J$1806)","v":-653},{"$f":"LOOKUP($AO393,Data!$A$6:$A$1806,Data!$K$6:$K$1806)","v":7756.08},151.9927978515625]
[null,40098.109675925341,{"$f":"LOOKUP(B394,Data!$A$6:$A$1806,Data!B$6:B$1806)","v":59.96099853515625},{"$f":"LOOKUP(B394,Data!$A$6:$A$1806,Data!C$6:C$1806)","v":0},null,null,null,156.005859375,156.005859375,null,null,0,120.01565593362147,{"$f":"AVERAGE(D$79:D394)","v":0},{"$f":"AVERAGE(M$79:M394)","v":342.6745961523194},-20.205450345498665,{"$f":"AVERAGE(P$79:P394)","v":193.24591193873852},633,null,null,null,null,null,null,0,633,-780.26109618832106,null,null,null,null,null,null,null,null,null,null,null,null,null,40098.109675925341,{"$f":"LOOKUP($AO394,Data!$A$6:$A$1806,Data!$B$6:$B$1806)","v":59.96099853515625},{"$f":"LOOKUP($AO394,Data!$A$6:$A$1806,Data!$C$6:$C$1806)","v":0},{"$f":"LOOKUP($AO394,Data!$A$6:$A$1806,Data!$D$6:$D$1806)","v":0},{"$f":"IF($AS$1=\"+\",LOOKUP($AO394,Data!$A$6:$A$1806,Data!$E$6:$E$1806)*-1,LOOKUP($AO394,Data!$A$6:$A$1806,Data!$E$6:$E$1806))","v":-223.01573181152344},{"$f":"LOOKUP($AO394,Data!$A$6:$A$1806,Data!$F$6:$F$1806)","v":0},{"$f":"LOOKUP($AO394,Data!$A$6:$A$1806,Data!$G$6:$G$1806)","v":0},{"$f":"LOOKUP($AO394,Data!$A$6:$A$1806,Data!$H$6:$H$1806)","v":0},{"$f":"LOOKUP($AO394,Data!$A$6:$A$1806,Data!$I$6:$I$1806)","v":0},{"$f":"LOOKUP($AO394,Data!$A$6:$A$1806,Data!$J$6:$J$1806)","v":-653},{"$f":"LOOKUP($AO394,Data!$A$6:$A$1806,Data!$K$6:$K$1806)","v":7756.41},156.005859375]
[null,40098.109699073488,{"$f":"LOOKUP(B395,Data!$A$6:$A$1806,Data!B$6:B$1806)","v":59.96099853515625},{"$f":"LOOKUP(B395,Data!$A$6:$A$1806,Data!C$6:C$1806)","v":0},null,null,null,156.005859375,156.005859375,null,null,0,120.01565593362147,{"$f":"AVERAGE(D$79:D395)","v":0},{"$f":"AVERAGE(M$79:M395)","v":341.97220201913734},-20.205450345498665,{"$f":"AVERAGE(P$79:P395)","v":192.57043294416815},633,null,null,null,null,null,null,0,633,-780.26109618832106,null,null,null,null,null,null,null,null,null,null,null,null,null,40098.109699073488,{"$f":"LOOKUP($AO395,Data!$A$6:$A$1806,Data!$B$6:$B$1806)","v":59.96099853515625},{"$f":"LOOKUP($AO395,Data!$A$6:$A$1806,Data!$C$6:$C$1806)","v":0},{"$f":"LOOKUP($AO395,Data!$A$6:$A$1806,Data!$D$6:$D$1806)","v":0},{"$f":"IF($AS$1=\"+\",LOOKUP($AO395,Data!$A$6:$A$1806,Data!$E$6:$E$1806)*-1,LOOKUP($AO395,Data!$A$6:$A$1806,Data!$E$6:$E$1806))","v":-223.01573181152344},{"$f":"LOOKUP($AO395,Data!$A$6:$A$1806,Data!$F$6:$F$1806)","v":0},{"$f":"LOOKUP($AO395,Data!$A$6:$A$1806,Data!$G$6:$G$1806)","v":0},{"$f":"LOOKUP($AO395,Data!$A$6:$A$1806,Data!$H$6:$H$1806)","v":0},{"$f":"LOOKUP($AO395,Data!$A$6:$A$1806,Data!$I$6:$I$1806)","v":0},{"$f":"LOOKUP($AO395,Data!$A$6:$A$1806,Data!$J$6:$J$1806)","v":-653},{"$f":"LOOKUP($AO395,Data!$A$6:$A$1806,Data!$K$6:$K$1806)","v":7756.74},156.005859375]
[null,40098.109722221634,{"$f":"LOOKUP(B396,Data!$A$6:$A$1806,Data!B$6:B$1806)","v":59.959999084472656},{"$f":"LOOKUP(B396,Data!$A$6:$A$1806,Data!C$6:C$1806)","v":0},null,null,null,160.003662109375,160.003662109375,null,null,0,124.01345866799647,{"$f":"AVERAGE(D$79:D396)","v":0},{"$f":"AVERAGE(M$79:M396)","v":341.28679716583184},-20.205450345498665,{"$f":"AVERAGE(P$79:P396)","v":191.8992156467244},633,null,null,null,null,null,null,0,633,-770.76555091708224,null,null,null,null,null,null,null,null,null,null,null,null,null,40098.109722221634,{"$f":"LOOKUP($AO396,Data!$A$6:$A$1806,Data!$B$6:$B$1806)","v":59.959999084472656},{"$f":"LOOKUP($AO396,Data!$A$6:$A$1806,Data!$C$6:$C$1806)","v":0},{"$f":"LOOKUP($AO396,Data!$A$6:$A$1806,Data!$D$6:$D$1806)","v":0},{"$f":"IF($AS$1=\"+\",LOOKUP($AO396,Data!$A$6:$A$1806,Data!$E$6:$E$1806)*-1,LOOKUP($AO396,Data!$A$6:$A$1806,Data!$E$6:$E$1806))","v":-223.01573181152344},{"$f":"LOOKUP($AO396,Data!$A$6:$A$1806,Data!$F$6:$F$1806)","v":0},{"$f":"LOOKUP($AO396,Data!$A$6:$A$1806,Data!$G$6:$G$1806)","v":0},{"$f":"LOOKUP($AO396,Data!$A$6:$A$1806,Data!$H$6:$H$1806)","v":0},{"$f":"LOOKUP($AO396,Data!$A$6:$A$1806,Data!$I$6:$I$1806)","v":0},{"$f":"LOOKUP($AO396,Data!$A$6:$A$1806,Data!$J$6:$J$1806)","v":-653},{"$f":"LOOKUP($AO396,Data!$A$6:$A$1806,Data!$K$6:$K$1806)","v":7757.07},160.003662109375]
[null,40098.10974536978,{"$f":"LOOKUP(B397,Data!$A$6:$A$1806,Data!B$6:B$1806)","v":59.963001251220703},{"$f":"LOOKUP(B397,Data!$A$6:$A$1806,Data!C$6:C$1806)","v":0},null,null,null,147.9949951171875,147.9949951171875,null,null,0,112.00479167580897,{"$f":"AVERAGE(D$79:D397)","v":0},{"$f":"AVERAGE(M$79:M397)","v":340.56804479752458},-20.205450345498665,{"$f":"AVERAGE(P$79:P397)","v":191.23221984171741},633,null,null,null,null,null,null,0,633,-800.01037514689483,null,null,null,null,null,null,null,null,null,null,null,null,null,40098.10974536978,{"$f":"LOOKUP($AO397,Data!$A$6:$A$1806,Data!$B$6:$B$1806)","v":59.963001251220703},{"$f":"LOOKUP($AO397,Data!$A$6:$A$1806,Data!$C$6:$C$1806)","v":0},{"$f":"LOOKUP($AO397,Data!$A$6:$A$1806,Data!$D$6:$D$1806)","v":0},{"$f":"IF($AS$1=\"+\",LOOKUP($AO397,Data!$A$6:$A$1806,Data!$E$6:$E$1806)*-1,LOOKUP($AO397,Data!$A$6:$A$1806,Data!$E$6:$E$1806))","v":-223.01573181152344},{"$f":"LOOKUP($AO397,Data!$A$6:$A$1806,Data!$F$6:$F$1806)","v":0},{"$f":"LOOKUP($AO397,Data!$A$6:$A$1806,Data!$G$6:$G$1806)","v":0},{"$f":"LOOKUP($AO397,Data!$A$6:$A$1806,Data!$H$6:$H$1806)","v":0},{"$f":"LOOKUP($AO397,Data!$A$6:$A$1806,Data!$I$6:$I$1806)","v":0},{"$f":"LOOKUP($AO397,Data!$A$6:$A$1806,Data!$J$6:$J$1806)","v":-653},{"$f":"LOOKUP($AO397,Data!$A$6:$A$1806,Data!$K$6:$K$1806)","v":7757.4},147.9949951171875]
[null,40098.109768517927,{"$f":"LOOKUP(B398,Data!$A$6:$A$1806,Data!B$6:B$1806)","v":59.958999633789063},{"$f":"LOOKUP(B398,Data!$A$6:$A$1806,Data!C$6:C$1806)","v":0},null,null,null,164.00146484375,164.00146484375,null,null,0,128.01126140237147,{"$f":"AVERAGE(D$79:D398)","v":0},{"$f":"AVERAGE(M$79:M398)","v":339.90380484941471},-20.205450345498665,{"$f":"AVERAGE(P$79:P398)","v":190.56940582859133},633,null,null,null,null,null,null,0,633,-761.49834276962258,null,null,null,null,null,null,null,null,null,null,null,null,null,40098.109768517927,{"$f":"LOOKUP($AO398,Data!$A$6:$A$1806,Data!$B$6:$B$1806)","v":59.958999633789063},{"$f":"LOOKUP($AO398,Data!$A$6:$A$1806,Data!$C$6:$C$1806)","v":0},{"$f":"LOOKUP($AO398,Data!$A$6:$A$1806,Data!$D$6:$D$1806)","v":0},{"$f":"IF($AS$1=\"+\",LOOKUP($AO398,Data!$A$6:$A$1806,Data!$E$6:$E$1806)*-1,LOOKUP($AO398,Data!$A$6:$A$1806,Data!$E$6:$E$1806))","v":-223.01573181152344},{"$f":"LOOKUP($AO398,Data!$A$6:$A$1806,Data!$F$6:$F$1806)","v":0},{"$f":"LOOKUP($AO398,Data!$A$6:$A$1806,Data!$G$6:$G$1806)","v":0},{"$f":"LOOKUP($AO398,Data!$A$6:$A$1806,Data!$H$6:$H$1806)","v":0},{"$f":"LOOKUP($AO398,Data!$A$6:$A$1806,Data!$I$6:$I$1806)","v":0},{"$f":"LOOKUP($AO398,Data!$A$6:$A$1806,Data!$J$6:$J$1806)","v":-653},{"$f":"LOOKUP($AO398,Data!$A$6:$A$1806,Data!$K$6:$K$1806)","v":7757.73},164.00146484375]
[null,40098.109791666073,{"$f":"LOOKUP(B399,Data!$A$6:$A$1806,Data!B$6:B$1806)","v":59.956001281738281},{"$f":"LOOKUP(B399,Data!$A$6:$A$1806,Data!C$6:C$1806)","v":0},null,null,null,175.994873046875,175.994873046875,null,null,0,140.00466960549647,{"$f":"AVERAGE(D$79:D399)","v":0},{"$f":"AVERAGE(M$79:M399)","v":339.28106611033706},-20.205450345498665,{"$f":"AVERAGE(P$79:P399)","v":189.91073440304729},633,null,null,null,null,null,null,0,633,-734.98724690640313,null,null,null,null,null,null,null,null,null,null,null,null,null,40098.109791666073,{"$f":"LOOKUP($AO399,Data!$A$6:$A$1806,Data!$B$6:$B$1806)","v":59.956001281738281},{"$f":"LOOKUP($AO399,Data!$A$6:$A$1806,Data!$C$6:$C$1806)","v":0},{"$f":"LOOKUP($AO399,Data!$A$6:$A$1806,Data!$D$6:$D$1806)","v":0},{"$f":"IF($AS$1=\"+\",LOOKUP($AO399,Data!$A$6:$A$1806,Data!$E$6:$E$1806)*-1,LOOKUP($AO399,Data!$A$6:$A$1806,Data!$E$6:$E$1806))","v":-223.01573181152344},{"$f":"LOOKUP($AO399,Data!$A$6:$A$1806,Data!$F$6:$F$1806)","v":0},{"$f":"LOOKUP($AO399,Data!$A$6:$A$1806,Data!$G$6:$G$1806)","v":0},{"$f":"LOOKUP($AO399,Data!$A$6:$A$1806,Data!$H$6:$H$1806)","v":0},{"$f":"LOOKUP($AO399,Data!$A$6:$A$1806,Data!$I$6:$I$1806)","v":0},{"$f":"LOOKUP($AO399,Data!$A$6:$A$1806,Data!$J$6:$J$1806)","v":-653},{"$f":"LOOKUP($AO399,Data!$A$6:$A$1806,Data!$K$6:$K$1806)","v":7758.06},175.994873046875]
[null,40098.109814814219,{"$f":"LOOKUP(B400,Data!$A$6:$A$1806,Data!B$6:B$1806)","v":59.951000213623047},{"$f":"LOOKUP(B400,Data!$A$6:$A$1806,Data!C$6:C$1806)","v":0},null,null,null,195.9991455078125,195.9991455078125,null,null,{"$f":"IF(B400>G$3,0,(K$21*0.000023148/K$22))","v":0},{"$f":"M399+L400+(I400-I399)","v":160.00894206643397},{"$f":"AVERAGE(D$79:D400)","v":0},{"$f":"AVERAGE(M$79:M400)","v":338.72432038349262},-20.205450345498665,{"$f":"AVERAGE(P$79:P400)","v":189.2561668493135},633,null,null,null,null,null,null,0,633,{"$f":"Z400/((C400-G$4)*10)","v":-694.65011852247221},null,null,null,null,null,null,null,null,null,null,null,null,null,40098.109814814219,{"$f":"LOOKUP($AO400,Data!$A$6:$A$1806,Data!$B$6:$B$1806)","v":59.951000213623047},{"$f":"LOOKUP($AO400,Data!$A$6:$A$1806,Data!$C$6:$C$1806)","v":0},{"$f":"LOOKUP($AO400,Data!$A$6:$A$1806,Data!$D$6:$D$1806)","v":0},{"$f":"IF($AS$1=\"+\",LOOKUP($AO400,Data!$A$6:$A$1806,Data!$E$6:$E$1806)*-1,LOOKUP($AO400,Data!$A$6:$A$1806,Data!$E$6:$E$1806))","v":-223.01573181152344},{"$f":"LOOKUP($AO400,Data!$A$6:$A$1806,Data!$F$6:$F$1806)","v":0},{"$f":"LOOKUP($AO400,Data!$A$6:$A$1806,Data!$G$6:$G$1806)","v":0},{"$f":"LOOKUP($AO400,Data!$A$6:$A$1806,Data!$H$6:$H$1806)","v":0},{"$f":"LOOKUP($AO400,Data!$A$6:$A$1806,Data!$I$6:$I$1806)","v":0},{"$f":"LOOKUP($AO400,Data!$A$6:$A$1806,Data!$J$6:$J$1806)","v":-653},{"$f":"LOOKUP($AO400,Data!$A$6:$A$1806,Data!$K$6:$K$1806)","v":7758.39},195.9991455078125]
[null,40098.109837962365,{"$f":"LOOKUP(B401,Data!$A$6:$A$1806,Data!B$6:B$1806)","v":59.952999114990234},{"$f":"LOOKUP(B401,Data!$A$6:$A$1806,Data!C$6:C$1806)","v":0},null,null,null,188.0035400390625,188.0035400390625,null,null,0,152.01333659768397,{"$f":"AVERAGE(D$79:D401)","v":0},{"$f":"AVERAGE(M$79:M401)","v":338.14626780211239},-20.205450345498665,{"$f":"AVERAGE(P$79:P401)","v":188.60566493255942},{"$f":"R$41","v":633},null,null,null,null,null,null,0,633,-710.22958306359715,null,null,null,null,null,null,null,null,null,null,null,null,null,{"$f":"AO400+TIME(0,0,$B$1)","v":40098.109837962365},{"$f":"LOOKUP($AO401,Data!$A$6:$A$1806,Data!$B$6:$B$1806)","v":59.952999114990234},{"$f":"LOOKUP($AO401,Data!$A$6:$A$1806,Data!$C$6:$C$1806)","v":0},{"$f":"LOOKUP($AO401,Data!$A$6:$A$1806,Data!$D$6:$D$1806)","v":0},{"$f":"IF($AS$1=\"+\",LOOKUP($AO401,Data!$A$6:$A$1806,Data!$E$6:$E$1806)*-1,LOOKUP($AO401,Data!$A$6:$A$1806,Data!$E$6:$E$1806))","v":-223.01573181152344},{"$f":"LOOKUP($AO401,Data!$A$6:$A$1806,Data!$F$6:$F$1806)","v":0},{"$f":"LOOKUP($AO401,Data!$A$6:$A$1806,Data!$G$6:$G$1806)","v":0},{"$f":"LOOKUP($AO401,Data!$A$6:$A$1806,Data!$H$6:$H$1806)","v":0},{"$f":"LOOKUP($AO401,Data!$A$6:$A$1806,Data!$I$6:$I$1806)","v":0},{"$f":"LOOKUP($AO401,Data!$A$6:$A$1806,Data!$J$6:$J$1806)","v":-653},{"$f":"LOOKUP($AO401,Data!$A$6:$A$1806,Data!$K$6:$K$1806)","v":7758.72},188.0035400390625]
[null,40098.109861110512,{"$f":"LOOKUP(B402,Data!$A$6:$A$1806,Data!B$6:B$1806)","v":59.953998565673828},{"$f":"LOOKUP(B402,Data!$A$6:$A$1806,Data!C$6:C$1806)","v":0},null,null,null,184.0057373046875,184.0057373046875,null,null,0,148.01553386330897,{"$f":"AVERAGE(D$79:D402)","v":0},{"$f":"AVERAGE(M$79:M402)","v":337.55944454921485},{"$f":"P401+L402","v":-20.205450345498665},{"$f":"AVERAGE(P$79:P402)","v":187.95919089145087},633,null,null,null,null,null,null,0,633,-718.28434704975245,null,null,null,null,null,null,null,null,null,null,null,null,null,40098.109861110512,{"$f":"LOOKUP($AO402,Data!$A$6:$A$1806,Data!$B$6:$B$1806)","v":59.953998565673828},{"$f":"LOOKUP($AO402,Data!$A$6:$A$1806,Data!$C$6:$C$1806)","v":0},{"$f":"LOOKUP($AO402,Data!$A$6:$A$1806,Data!$D$6:$D$1806)","v":0},{"$f":"IF($AS$1=\"+\",LOOKUP($AO402,Data!$A$6:$A$1806,Data!$E$6:$E$1806)*-1,LOOKUP($AO402,Data!$A$6:$A$1806,Data!$E$6:$E$1806))","v":-223.01573181152344},{"$f":"LOOKUP($AO402,Data!$A$6:$A$1806,Data!$F$6:$F$1806)","v":0},{"$f":"LOOKUP($AO402,Data!$A$6:$A$1806,Data!$G$6:$G$1806)","v":0},{"$f":"LOOKUP($AO402,Data!$A$6:$A$1806,Data!$H$6:$H$1806)","v":0},{"$f":"LOOKUP($AO402,Data!$A$6:$A$1806,Data!$I$6:$I$1806)","v":0},{"$f":"LOOKUP($AO402,Data!$A$6:$A$1806,Data!$J$6:$J$1806)","v":-653},{"$f":"LOOKUP($AO402,Data!$A$6:$A$1806,Data!$K$6:$K$1806)","v":7759.05},184.0057373046875]
[null,40098.109884258658,{"$f":"LOOKUP(B403,Data!$A$6:$A$1806,Data!B$6:B$1806)","v":59.957000732421875},{"$f":"LOOKUP(B403,Data!$A$6:$A$1806,Data!C$6:C$1806)","v":0},null,null,null,171.9970703125,171.9970703125,null,null,0,136.00686687112147,{"$f":"AVERAGE(D$79:D403)","v":0},{"$f":"AVERAGE(M$79:M403)","v":336.93928277174376},-20.205450345498665,{"$f":"AVERAGE(P$79:P403)","v":187.316707430843},633,null,null,null,null,null,null,0,633,-743.61676684274505,null,null,null,null,null,null,null,null,null,null,null,null,null,40098.109884258658,{"$f":"LOOKUP($AO403,Data!$A$6:$A$1806,Data!$B$6:$B$1806)","v":59.957000732421875},{"$f":"LOOKUP($AO403,Data!$A$6:$A$1806,Data!$C$6:$C$1806)","v":0},{"$f":"LOOKUP($AO403,Data!$A$6:$A$1806,Data!$D$6:$D$1806)","v":0},{"$f":"IF($AS$1=\"+\",LOOKUP($AO403,Data!$A$6:$A$1806,Data!$E$6:$E$1806)*-1,LOOKUP($AO403,Data!$A$6:$A$1806,Data!$E$6:$E$1806))","v":-223.01573181152344},{"$f":"LOOKUP($AO403,Data!$A$6:$A$1806,Data!$F$6:$F$1806)","v":0},{"$f":"LOOKUP($AO403,Data!$A$6:$A$1806,Data!$G$6:$G$1806)","v":0},{"$f":"LOOKUP($AO403,Data!$A$6:$A$1806,Data!$H$6:$H$1806)","v":0},{"$f":"LOOKUP($AO403,Data!$A$6:$A$1806,Data!$I$6:$I$1806)","v":0},{"$f":"LOOKUP($AO403,Data!$A$6:$A$1806,Data!$J$6:$J$1806)","v":-653},{"$f":"LOOKUP($AO403,Data!$A$6:$A$1806,Data!$K$6:$K$1806)","v":7759.38},171.9970703125]
[null,40098.109907406804,{"$f":"LOOKUP(B404,Data!$A$6:$A$1806,Data!B$6:B$1806)","v":59.956001281738281},{"$f":"LOOKUP(B404,Data!$A$6:$A$1806,Data!C$6:C$1806)","v":0},null,null,null,175.994873046875,175.994873046875,null,null,0,140.00466960549647,{"$f":"AVERAGE(D$79:D404)","v":0},{"$f":"AVERAGE(M$79:M404)","v":336.33518886632584},-20.205450345498665,{"$f":"AVERAGE(P$79:P404)","v":186.6781777146081},633,null,null,null,null,null,null,0,633,-734.98724690640313,null,null,null,null,null,null,null,null,null,null,null,null,null,40098.109907406804,{"$f":"LOOKUP($AO404,Data!$A$6:$A$1806,Data!$B$6:$B$1806)","v":59.956001281738281},{"$f":"LOOKUP($AO404,Data!$A$6:$A$1806,Data!$C$6:$C$1806)","v":0},{"$f":"LOOKUP($AO404,Data!$A$6:$A$1806,Data!$D$6:$D$1806)","v":0},{"$f":"IF($AS$1=\"+\",LOOKUP($AO404,Data!$A$6:$A$1806,Data!$E$6:$E$1806)*-1,LOOKUP($AO404,Data!$A$6:$A$1806,Data!$E$6:$E$1806))","v":-223.01573181152344},{"$f":"LOOKUP($AO404,Data!$A$6:$A$1806,Data!$F$6:$F$1806)","v":0},{"$f":"LOOKUP($AO404,Data!$A$6:$A$1806,Data!$G$6:$G$1806)","v":0},{"$f":"LOOKUP($AO404,Data!$A$6:$A$1806,Data!$H$6:$H$1806)","v":0},{"$f":"LOOKUP($AO404,Data!$A$6:$A$1806,Data!$I$6:$I$1806)","v":0},{"$f":"LOOKUP($AO404,Data!$A$6:$A$1806,Data!$J$6:$J$1806)","v":-653},{"$f":"LOOKUP($AO404,Data!$A$6:$A$1806,Data!$K$6:$K$1806)","v":7759.71},175.994873046875]
[null,40098.109930554951,{"$f":"LOOKUP(B405,Data!$A$6:$A$1806,Data!B$6:B$1806)","v":59.96099853515625},{"$f":"LOOKUP(B405,Data!$A$6:$A$1806,Data!C$6:C$1806)","v":0},null,null,null,156.005859375,156.005859375,null,null,0,120.01565593362147,{"$f":"AVERAGE(D$79:D405)","v":0},{"$f":"AVERAGE(M$79:M405)","v":335.67366124267841},-20.205450345498665,{"$f":"AVERAGE(P$79:P405)","v":186.04356535859549},633,null,null,null,null,null,null,0,633,-780.26109618832106,null,null,null,null,null,null,null,null,null,null,null,null,null,40098.109930554951,{"$f":"LOOKUP($AO405,Data!$A$6:$A$1806,Data!$B$6:$B$1806)","v":59.96099853515625},{"$f":"LOOKUP($AO405,Data!$A$6:$A$1806,Data!$C$6:$C$1806)","v":0},{"$f":"LOOKUP($AO405,Data!$A$6:$A$1806,Data!$D$6:$D$1806)","v":0},{"$f":"IF($AS$1=\"+\",LOOKUP($AO405,Data!$A$6:$A$1806,Data!$E$6:$E$1806)*-1,LOOKUP($AO405,Data!$A$6:$A$1806,Data!$E$6:$E$1806))","v":-223.01573181152344},{"$f":"LOOKUP($AO405,Data!$A$6:$A$1806,Data!$F$6:$F$1806)","v":0},{"$f":"LOOKUP($AO405,Data!$A$6:$A$1806,Data!$G$6:$G$1806)","v":0},{"$f":"LOOKUP($AO405,Data!$A$6:$A$1806,Data!$H$6:$H$1806)","v":0},{"$f":"LOOKUP($AO405,Data!$A$6:$A$1806,Data!$I$6:$I$1806)","v":0},{"$f":"LOOKUP($AO405,Data!$A$6:$A$1806,Data!$J$6:$J$1806)","v":-653},{"$f":"LOOKUP($AO405,Data!$A$6:$A$1806,Data!$K$6:$K$1806)","v":7760.04},156.005859375]
[null,40098.109953703097,{"$f":"LOOKUP(B406,Data!$A$6:$A$1806,Data!B$6:B$1806)","v":59.963001251220703},{"$f":"LOOKUP(B406,Data!$A$6:$A$1806,Data!C$6:C$1806)","v":0},null,null,null,147.9949951171875,147.9949951171875,null,null,0,112.00479167580897,{"$f":"AVERAGE(D$79:D406)","v":0},{"$f":"AVERAGE(M$79:M406)","v":334.99174395741352},-20.205450345498665,{"$f":"AVERAGE(P$79:P406)","v":185.4128344237206},633,null,null,null,null,null,null,0,633,-800.01037514689483,null,null,null,null,null,null,null,null,null,null,null,null,null,40098.109953703097,{"$f":"LOOKUP($AO406,Data!$A$6:$A$1806,Data!$B$6:$B$1806)","v":59.963001251220703},{"$f":"LOOKUP($AO406,Data!$A$6:$A$1806,Data!$C$6:$C$1806)","v":0},{"$f":"LOOKUP($AO406,Data!$A$6:$A$1806,Data!$D$6:$D$1806)","v":0},{"$f":"IF($AS$1=\"+\",LOOKUP($AO406,Data!$A$6:$A$1806,Data!$E$6:$E$1806)*-1,LOOKUP($AO406,Data!$A$6:$A$1806,Data!$E$6:$E$1806))","v":-223.01573181152344},{"$f":"LOOKUP($AO406,Data!$A$6:$A$1806,Data!$F$6:$F$1806)","v":0},{"$f":"LOOKUP($AO406,Data!$A$6:$A$1806,Data!$G$6:$G$1806)","v":0},{"$f":"LOOKUP($AO406,Data!$A$6:$A$1806,Data!$H$6:$H$1806)","v":0},{"$f":"LOOKUP($AO406,Data!$A$6:$A$1806,Data!$I$6:$I$1806)","v":0},{"$f":"LOOKUP($AO406,Data!$A$6:$A$1806,Data!$J$6:$J$1806)","v":-653},{"$f":"LOOKUP($AO406,Data!$A$6:$A$1806,Data!$K$6:$K$1806)","v":7760.37},147.9949951171875]
[null,40098.109976851243,{"$f":"LOOKUP(B407,Data!$A$6:$A$1806,Data!B$6:B$1806)","v":59.96099853515625},{"$f":"LOOKUP(B407,Data!$A$6:$A$1806,Data!C$6:C$1806)","v":0},null,null,null,156.005859375,156.005859375,null,null,0,120.01565593362147,{"$f":"AVERAGE(D$79:D407)","v":0},{"$f":"AVERAGE(M$79:M407)","v":334.33832119746279},-20.205450345498665,{"$f":"AVERAGE(P$79:P407)","v":184.78594940918026},633,null,null,null,null,null,null,0,633,-780.26109618832106,null,null,null,null,null,null,null,null,null,null,null,null,null,40098.109976851243,{"$f":"LOOKUP($AO407,Data!$A$6:$A$1806,Data!$B$6:$B$1806)","v":59.96099853515625},{"$f":"LOOKUP($AO407,Data!$A$6:$A$1806,Data!$C$6:$C$1806)","v":0},{"$f":"LOOKUP($AO407,Data!$A$6:$A$1806,Data!$D$6:$D$1806)","v":0},{"$f":"IF($AS$1=\"+\",LOOKUP($AO407,Data!$A$6:$A$1806,Data!$E$6:$E$1806)*-1,LOOKUP($AO407,Data!$A$6:$A$1806,Data!$E$6:$E$1806))","v":-223.01573181152344},{"$f":"LOOKUP($AO407,Data!$A$6:$A$1806,Data!$F$6:$F$1806)","v":0},{"$f":"LOOKUP($AO407,Data!$A$6:$A$1806,Data!$G$6:$G$1806)","v":0},{"$f":"LOOKUP($AO407,Data!$A$6:$A$1806,Data!$H$6:$H$1806)","v":0},{"$f":"LOOKUP($AO407,Data!$A$6:$A$1806,Data!$I$6:$I$1806)","v":0},{"$f":"LOOKUP($AO407,Data!$A$6:$A$1806,Data!$J$6:$J$1806)","v":-653},{"$f":"LOOKUP($AO407,Data!$A$6:$A$1806,Data!$K$6:$K$1806)","v":7760.7},156.005859375]
[null,40098.109999999389,{"$f":"LOOKUP(B408,Data!$A$6:$A$1806,Data!B$6:B$1806)","v":59.958999633789063},{"$f":"LOOKUP(B408,Data!$A$6:$A$1806,Data!C$6:C$1806)","v":0},null,null,null,164.00146484375,164.00146484375,null,null,0,128.01126140237147,{"$f":"AVERAGE(D$79:D408)","v":0},{"$f":"AVERAGE(M$79:M408)","v":333.71308768293221},-20.205450345498665,{"$f":"AVERAGE(P$79:P408)","v":184.16287524579218},633,null,null,null,null,null,null,0,633,-761.49834276962258,null,null,null,null,null,null,null,null,null,null,null,null,null,40098.109999999389,{"$f":"LOOKUP($AO408,Data!$A$6:$A$1806,Data!$B$6:$B$1806)","v":59.958999633789063},{"$f":"LOOKUP($AO408,Data!$A$6:$A$1806,Data!$C$6:$C$1806)","v":0},{"$f":"LOOKUP($AO408,Data!$A$6:$A$1806,Data!$D$6:$D$1806)","v":0},{"$f":"IF($AS$1=\"+\",LOOKUP($AO408,Data!$A$6:$A$1806,Data!$E$6:$E$1806)*-1,LOOKUP($AO408,Data!$A$6:$A$1806,Data!$E$6:$E$1806))","v":-223.01573181152344},{"$f":"LOOKUP($AO408,Data!$A$6:$A$1806,Data!$F$6:$F$1806)","v":0},{"$f":"LOOKUP($AO408,Data!$A$6:$A$1806,Data!$G$6:$G$1806)","v":0},{"$f":"LOOKUP($AO408,Data!$A$6:$A$1806,Data!$H$6:$H$1806)","v":0},{"$f":"LOOKUP($AO408,Data!$A$6:$A$1806,Data!$I$6:$I$1806)","v":0},{"$f":"LOOKUP($AO408,Data!$A$6:$A$1806,Data!$J$6:$J$1806)","v":-653},{"$f":"LOOKUP($AO408,Data!$A$6:$A$1806,Data!$K$6:$K$1806)","v":7761.03},164.00146484375]
[null,40098.110023147536,{"$f":"LOOKUP(B409,Data!$A$6:$A$1806,Data!B$6:B$1806)","v":59.963001251220703},{"$f":"LOOKUP(B409,Data!$A$6:$A$1806,Data!C$6:C$1806)","v":0},null,null,null,147.9949951171875,147.9949951171875,null,null,0,112.00479167580897,{"$f":"AVERAGE(D$79:D409)","v":0},{"$f":"AVERAGE(M$79:M409)","v":333.04327409982909},-20.205450345498665,{"$f":"AVERAGE(P$79:P409)","v":183.54357728945493},633,null,null,null,null,null,null,0,633,-800.01037514689483,null,null,null,null,null,null,null,null,null,null,null,null,null,40098.110023147536,{"$f":"LOOKUP($AO409,Data!$A$6:$A$1806,Data!$B$6:$B$1806)","v":59.963001251220703},{"$f":"LOOKUP($AO409,Data!$A$6:$A$1806,Data!$C$6:$C$1806)","v":0},{"$f":"LOOKUP($AO409,Data!$A$6:$A$1806,Data!$D$6:$D$1806)","v":0},{"$f":"IF($AS$1=\"+\",LOOKUP($AO409,Data!$A$6:$A$1806,Data!$E$6:$E$1806)*-1,LOOKUP($AO409,Data!$A$6:$A$1806,Data!$E$6:$E$1806))","v":-223.01573181152344},{"$f":"LOOKUP($AO409,Data!$A$6:$A$1806,Data!$F$6:$F$1806)","v":0},{"$f":"LOOKUP($AO409,Data!$A$6:$A$1806,Data!$G$6:$G$1806)","v":0},{"$f":"LOOKUP($AO409,Data!$A$6:$A$1806,Data!$H$6:$H$1806)","v":0},{"$f":"LOOKUP($AO409,Data!$A$6:$A$1806,Data!$I$6:$I$1806)","v":0},{"$f":"LOOKUP($AO409,Data!$A$6:$A$1806,Data!$J$6:$J$1806)","v":-653},{"$f":"LOOKUP($AO409,Data!$A$6:$A$1806,Data!$K$6:$K$1806)","v":7761.36},147.9949951171875]
[null,40098.110046295682,{"$f":"LOOKUP(B410,Data!$A$6:$A$1806,Data!B$6:B$1806)","v":59.963001251220703},{"$f":"LOOKUP(B410,Data!$A$6:$A$1806,Data!C$6:C$1806)","v":0},null,null,null,147.9949951171875,147.9949951171875,null,null,0,112.00479167580897,{"$f":"AVERAGE(D$79:D410)","v":0},{"$f":"AVERAGE(M$79:M410)","v":332.37749553831094},-20.205450345498665,{"$f":"AVERAGE(P$79:P410)","v":182.92802131472698},633,null,null,null,null,null,null,0,633,-800.01037514689483,null,null,null,null,null,null,null,null,null,null,null,null,null,40098.110046295682,{"$f":"LOOKUP($AO410,Data!$A$6:$A$1806,Data!$B$6:$B$1806)","v":59.963001251220703},{"$f":"LOOKUP($AO410,Data!$A$6:$A$1806,Data!$C$6:$C$1806)","v":0},{"$f":"LOOKUP($AO410,Data!$A$6:$A$1806,Data!$D$6:$D$1806)","v":0},{"$f":"IF($AS$1=\"+\",LOOKUP($AO410,Data!$A$6:$A$1806,Data!$E$6:$E$1806)*-1,LOOKUP($AO410,Data!$A$6:$A$1806,Data!$E$6:$E$1806))","v":-223.01573181152344},{"$f":"LOOKUP($AO410,Data!$A$6:$A$1806,Data!$F$6:$F$1806)","v":0},{"$f":"LOOKUP($AO410,Data!$A$6:$A$1806,Data!$G$6:$G$1806)","v":0},{"$f":"LOOKUP($AO410,Data!$A$6:$A$1806,Data!$H$6:$H$1806)","v":0},{"$f":"LOOKUP($AO410,Data!$A$6:$A$1806,Data!$I$6:$I$1806)","v":0},{"$f":"LOOKUP($AO410,Data!$A$6:$A$1806,Data!$J$6:$J$1806)","v":-653},{"$f":"LOOKUP($AO410,Data!$A$6:$A$1806,Data!$K$6:$K$1806)","v":7761.69},147.9949951171875]
[null,40098.110069443828,{"$f":"LOOKUP(B411,Data!$A$6:$A$1806,Data!B$6:B$1806)","v":59.965000152587891},{"$f":"LOOKUP(B411,Data!$A$6:$A$1806,Data!C$6:C$1806)","v":0},null,null,null,139.9993896484375,139.9993896484375,null,null,0,104.00918620705897,{"$f":"AVERAGE(D$79:D411)","v":0},{"$f":"AVERAGE(M$79:M411)","v":331.6917048195985},-20.205450345498665,{"$f":"AVERAGE(P$79:P411)","v":182.31617350852147},633,null,null,null,null,null,null,0,633,-820.74477164390419,null,null,null,null,null,null,null,null,null,null,null,null,null,40098.110069443828,{"$f":"LOOKUP($AO411,Data!$A$6:$A$1806,Data!$B$6:$B$1806)","v":59.965000152587891},{"$f":"LOOKUP($AO411,Data!$A$6:$A$1806,Data!$C$6:$C$1806)","v":0},{"$f":"LOOKUP($AO411,Data!$A$6:$A$1806,Data!$D$6:$D$1806)","v":0},{"$f":"IF($AS$1=\"+\",LOOKUP($AO411,Data!$A$6:$A$1806,Data!$E$6:$E$1806)*-1,LOOKUP($AO411,Data!$A$6:$A$1806,Data!$E$6:$E$1806))","v":-223.01573181152344},{"$f":"LOOKUP($AO411,Data!$A$6:$A$1806,Data!$F$6:$F$1806)","v":0},{"$f":"LOOKUP($AO411,Data!$A$6:$A$1806,Data!$G$6:$G$1806)","v":0},{"$f":"LOOKUP($AO411,Data!$A$6:$A$1806,Data!$H$6:$H$1806)","v":0},{"$f":"LOOKUP($AO411,Data!$A$6:$A$1806,Data!$I$6:$I$1806)","v":0},{"$f":"LOOKUP($AO411,Data!$A$6:$A$1806,Data!$J$6:$J$1806)","v":-653},{"$f":"LOOKUP($AO411,Data!$A$6:$A$1806,Data!$K$6:$K$1806)","v":7762.02},139.9993896484375]
[null,40098.110092591975,{"$f":"LOOKUP(B412,Data!$A$6:$A$1806,Data!B$6:B$1806)","v":59.967998504638672},{"$f":"LOOKUP(B412,Data!$A$6:$A$1806,Data!C$6:C$1806)","v":0},null,null,null,128.0059814453125,128.0059814453125,null,null,0,92.015778003933974,{"$f":"AVERAGE(D$79:D412)","v":0},{"$f":"AVERAGE(M$79:M412)","v":330.97411222434198},-20.205450345498665,{"$f":"AVERAGE(P$79:P412)","v":181.7080004639148},633,null,null,null,null,null,null,0,633,-853.94308063426718,null,null,null,null,null,null,null,null,null,null,null,null,null,40098.110092591975,{"$f":"LOOKUP($AO412,Data!$A$6:$A$1806,Data!$B$6:$B$1806)","v":59.967998504638672},{"$f":"LOOKUP($AO412,Data!$A$6:$A$1806,Data!$C$6:$C$1806)","v":0},{"$f":"LOOKUP($AO412,Data!$A$6:$A$1806,Data!$D$6:$D$1806)","v":0},{"$f":"IF($AS$1=\"+\",LOOKUP($AO412,Data!$A$6:$A$1806,Data!$E$6:$E$1806)*-1,LOOKUP($AO412,Data!$A$6:$A$1806,Data!$E$6:$E$1806))","v":-223.01573181152344},{"$f":"LOOKUP($AO412,Data!$A$6:$A$1806,Data!$F$6:$F$1806)","v":0},{"$f":"LOOKUP($AO412,Data!$A$6:$A$1806,Data!$G$6:$G$1806)","v":0},{"$f":"LOOKUP($AO412,Data!$A$6:$A$1806,Data!$H$6:$H$1806)","v":0},{"$f":"LOOKUP($AO412,Data!$A$6:$A$1806,Data!$I$6:$I$1806)","v":0},{"$f":"LOOKUP($AO412,Data!$A$6:$A$1806,Data!$J$6:$J$1806)","v":-653},{"$f":"LOOKUP($AO412,Data!$A$6:$A$1806,Data!$K$6:$K$1806)","v":7762.35},128.0059814453125]
[null,40098.110115740121,{"$f":"LOOKUP(B413,Data!$A$6:$A$1806,Data!B$6:B$1806)","v":59.967998504638672},{"$f":"LOOKUP(B413,Data!$A$6:$A$1806,Data!C$6:C$1806)","v":0},null,null,null,128.0059814453125,128.0059814453125,null,null,0,92.015778003933974,{"$f":"AVERAGE(D$79:D413)","v":0},{"$f":"AVERAGE(M$79:M413)","v":330.26080376398255},-20.205450345498665,{"$f":"AVERAGE(P$79:P413)","v":181.10346917406625},633,null,null,null,null,null,null,0,633,-853.94308063426718,null,null,null,null,null,null,null,null,null,null,null,null,null,40098.110115740121,{"$f":"LOOKUP($AO413,Data!$A$6:$A$1806,Data!$B$6:$B$1806)","v":59.967998504638672},{"$f":"LOOKUP($AO413,Data!$A$6:$A$1806,Data!$C$6:$C$1806)","v":0},{"$f":"LOOKUP($AO413,Data!$A$6:$A$1806,Data!$D$6:$D$1806)","v":0},{"$f":"IF($AS$1=\"+\",LOOKUP($AO413,Data!$A$6:$A$1806,Data!$E$6:$E$1806)*-1,LOOKUP($AO413,Data!$A$6:$A$1806,Data!$E$6:$E$1806))","v":-223.01573181152344},{"$f":"LOOKUP($AO413,Data!$A$6:$A$1806,Data!$F$6:$F$1806)","v":0},{"$f":"LOOKUP($AO413,Data!$A$6:$A$1806,Data!$G$6:$G$1806)","v":0},{"$f":"LOOKUP($AO413,Data!$A$6:$A$1806,Data!$H$6:$H$1806)","v":0},{"$f":"LOOKUP($AO413,Data!$A$6:$A$1806,Data!$I$6:$I$1806)","v":0},{"$f":"LOOKUP($AO413,Data!$A$6:$A$1806,Data!$J$6:$J$1806)","v":-653},{"$f":"LOOKUP($AO413,Data!$A$6:$A$1806,Data!$K$6:$K$1806)","v":7762.68},128.0059814453125]
[null,40098.110138888267,{"$f":"LOOKUP(B414,Data!$A$6:$A$1806,Data!B$6:B$1806)","v":59.967998504638672},{"$f":"LOOKUP(B414,Data!$A$6:$A$1806,Data!C$6:C$1806)","v":0},null,null,null,128.0059814453125,128.0059814453125,null,null,0,92.015778003933974,{"$f":"AVERAGE(D$79:D414)","v":0},{"$f":"AVERAGE(M$79:M414)","v":329.55174118731571},-20.205450345498665,{"$f":"AVERAGE(P$79:P414)","v":180.50254702624665},633,null,null,null,null,null,null,0,633,-853.94308063426718,null,null,null,null,null,null,null,null,null,null,null,null,null,40098.110138888267,{"$f":"LOOKUP($AO414,Data!$A$6:$A$1806,Data!$B$6:$B$1806)","v":59.967998504638672},{"$f":"LOOKUP($AO414,Data!$A$6:$A$1806,Data!$C$6:$C$1806)","v":0},{"$f":"LOOKUP($AO414,Data!$A$6:$A$1806,Data!$D$6:$D$1806)","v":0},{"$f":"IF($AS$1=\"+\",LOOKUP($AO414,Data!$A$6:$A$1806,Data!$E$6:$E$1806)*-1,LOOKUP($AO414,Data!$A$6:$A$1806,Data!$E$6:$E$1806))","v":-223.01573181152344},{"$f":"LOOKUP($AO414,Data!$A$6:$A$1806,Data!$F$6:$F$1806)","v":0},{"$f":"LOOKUP($AO414,Data!$A$6:$A$1806,Data!$G$6:$G$1806)","v":0},{"$f":"LOOKUP($AO414,Data!$A$6:$A$1806,Data!$H$6:$H$1806)","v":0},{"$f":"LOOKUP($AO414,Data!$A$6:$A$1806,Data!$I$6:$I$1806)","v":0},{"$f":"LOOKUP($AO414,Data!$A$6:$A$1806,Data!$J$6:$J$1806)","v":-653},{"$f":"LOOKUP($AO414,Data!$A$6:$A$1806,Data!$K$6:$K$1806)","v":7763.01},128.0059814453125]
[null,40098.110162036413,{"$f":"LOOKUP(B415,Data!$A$6:$A$1806,Data!B$6:B$1806)","v":59.970001220703125},{"$f":"LOOKUP(B415,Data!$A$6:$A$1806,Data!C$6:C$1806)","v":0},null,null,null,119.9951171875,119.9951171875,null,null,0,84.004913746121474,{"$f":"AVERAGE(D$79:D415)","v":0},{"$f":"AVERAGE(M$79:M415)","v":328.82311558660001},-20.205450345498665,{"$f":"AVERAGE(P$79:P415)","v":179.9052017959736},633,null,null,null,null,null,null,0,633,-877.6550963604509,null,null,null,null,null,null,null,null,null,null,null,null,null,40098.110162036413,{"$f":"LOOKUP($AO415,Data!$A$6:$A$1806,Data!$B$6:$B$1806)","v":59.970001220703125},{"$f":"LOOKUP($AO415,Data!$A$6:$A$1806,Data!$C$6:$C$1806)","v":0},{"$f":"LOOKUP($AO415,Data!$A$6:$A$1806,Data!$D$6:$D$1806)","v":0},{"$f":"IF($AS$1=\"+\",LOOKUP($AO415,Data!$A$6:$A$1806,Data!$E$6:$E$1806)*-1,LOOKUP($AO415,Data!$A$6:$A$1806,Data!$E$6:$E$1806))","v":-223.01573181152344},{"$f":"LOOKUP($AO415,Data!$A$6:$A$1806,Data!$F$6:$F$1806)","v":0},{"$f":"LOOKUP($AO415,Data!$A$6:$A$1806,Data!$G$6:$G$1806)","v":0},{"$f":"LOOKUP($AO415,Data!$A$6:$A$1806,Data!$H$6:$H$1806)","v":0},{"$f":"LOOKUP($AO415,Data!$A$6:$A$1806,Data!$I$6:$I$1806)","v":0},{"$f":"LOOKUP($AO415,Data!$A$6:$A$1806,Data!$J$6:$J$1806)","v":-653},{"$f":"LOOKUP($AO415,Data!$A$6:$A$1806,Data!$K$6:$K$1806)","v":7763.34},119.9951171875]
[null,40098.11018518456,{"$f":"LOOKUP(B416,Data!$A$6:$A$1806,Data!B$6:B$1806)","v":59.972999572753906},{"$f":"LOOKUP(B416,Data!$A$6:$A$1806,Data!C$6:C$1806)","v":0},null,null,null,108.001708984375,108.001708984375,null,null,0,72.011505542996474,{"$f":"AVERAGE(D$79:D416)","v":0},{"$f":"AVERAGE(M$79:M416)","v":328.06331792374908},-20.205450345498665,{"$f":"AVERAGE(P$79:P416)","v":179.31140164125114},633,null,null,null,null,null,null,0,633,-915.72372746901021,null,null,null,null,null,null,null,null,null,null,null,null,null,40098.11018518456,{"$f":"LOOKUP($AO416,Data!$A$6:$A$1806,Data!$B$6:$B$1806)","v":59.972999572753906},{"$f":"LOOKUP($AO416,Data!$A$6:$A$1806,Data!$C$6:$C$1806)","v":0},{"$f":"LOOKUP($AO416,Data!$A$6:$A$1806,Data!$D$6:$D$1806)","v":0},{"$f":"IF($AS$1=\"+\",LOOKUP($AO416,Data!$A$6:$A$1806,Data!$E$6:$E$1806)*-1,LOOKUP($AO416,Data!$A$6:$A$1806,Data!$E$6:$E$1806))","v":-223.01573181152344},{"$f":"LOOKUP($AO416,Data!$A$6:$A$1806,Data!$F$6:$F$1806)","v":0},{"$f":"LOOKUP($AO416,Data!$A$6:$A$1806,Data!$G$6:$G$1806)","v":0},{"$f":"LOOKUP($AO416,Data!$A$6:$A$1806,Data!$H$6:$H$1806)","v":0},{"$f":"LOOKUP($AO416,Data!$A$6:$A$1806,Data!$I$6:$I$1806)","v":0},{"$f":"LOOKUP($AO416,Data!$A$6:$A$1806,Data!$J$6:$J$1806)","v":-653},{"$f":"LOOKUP($AO416,Data!$A$6:$A$1806,Data!$K$6:$K$1806)","v":7763.67},108.001708984375]
[null,40098.110208332706,{"$f":"LOOKUP(B417,Data!$A$6:$A$1806,Data!B$6:B$1806)","v":59.971000671386719},{"$f":"LOOKUP(B417,Data!$A$6:$A$1806,Data!C$6:C$1806)","v":0},null,null,null,115.997314453125,115.997314453125,null,null,0,80.007111011746474,{"$f":"AVERAGE(D$79:D417)","v":0},{"$f":"AVERAGE(M$79:M417)","v":327.33158869981986},-20.205450345498665,{"$f":"AVERAGE(P$79:P417)","v":178.72111509691163},633,null,null,null,null,null,null,0,633,-889.98801011001683,null,null,null,null,null,null,null,null,null,null,null,null,null,40098.110208332706,{"$f":"LOOKUP($AO417,Data!$A$6:$A$1806,Data!$B$6:$B$1806)","v":59.971000671386719},{"$f":"LOOKUP($AO417,Data!$A$6:$A$1806,Data!$C$6:$C$1806)","v":0},{"$f":"LOOKUP($AO417,Data!$A$6:$A$1806,Data!$D$6:$D$1806)","v":0},{"$f":"IF($AS$1=\"+\",LOOKUP($AO417,Data!$A$6:$A$1806,Data!$E$6:$E$1806)*-1,LOOKUP($AO417,Data!$A$6:$A$1806,Data!$E$6:$E$1806))","v":-223.01573181152344},{"$f":"LOOKUP($AO417,Data!$A$6:$A$1806,Data!$F$6:$F$1806)","v":0},{"$f":"LOOKUP($AO417,Data!$A$6:$A$1806,Data!$G$6:$G$1806)","v":0},{"$f":"LOOKUP($AO417,Data!$A$6:$A$1806,Data!$H$6:$H$1806)","v":0},{"$f":"LOOKUP($AO417,Data!$A$6:$A$1806,Data!$I$6:$I$1806)","v":0},{"$f":"LOOKUP($AO417,Data!$A$6:$A$1806,Data!$J$6:$J$1806)","v":-653},{"$f":"LOOKUP($AO417,Data!$A$6:$A$1806,Data!$K$6:$K$1806)","v":7764},115.997314453125]
[null,40098.110231480852,{"$f":"LOOKUP(B418,Data!$A$6:$A$1806,Data!B$6:B$1806)","v":59.965000152587891},{"$f":"LOOKUP(B418,Data!$A$6:$A$1806,Data!C$6:C$1806)","v":0},null,null,null,139.9993896484375,139.9993896484375,null,null,0,104.00918620705897,{"$f":"AVERAGE(D$79:D418)","v":0},{"$f":"AVERAGE(M$79:M418)","v":326.67475810425293},-20.205450345498665,{"$f":"AVERAGE(P$79:P418)","v":178.1343110690579},633,null,null,null,null,null,null,0,633,-820.74477164390419,null,null,null,null,null,null,null,null,null,null,null,null,null,40098.110231480852,{"$f":"LOOKUP($AO418,Data!$A$6:$A$1806,Data!$B$6:$B$1806)","v":59.965000152587891},{"$f":"LOOKUP($AO418,Data!$A$6:$A$1806,Data!$C$6:$C$1806)","v":0},{"$f":"LOOKUP($AO418,Data!$A$6:$A$1806,Data!$D$6:$D$1806)","v":0},{"$f":"IF($AS$1=\"+\",LOOKUP($AO418,Data!$A$6:$A$1806,Data!$E$6:$E$1806)*-1,LOOKUP($AO418,Data!$A$6:$A$1806,Data!$E$6:$E$1806))","v":-223.01573181152344},{"$f":"LOOKUP($AO418,Data!$A$6:$A$1806,Data!$F$6:$F$1806)","v":0},{"$f":"LOOKUP($AO418,Data!$A$6:$A$1806,Data!$G$6:$G$1806)","v":0},{"$f":"LOOKUP($AO418,Data!$A$6:$A$1806,Data!$H$6:$H$1806)","v":0},{"$f":"LOOKUP($AO418,Data!$A$6:$A$1806,Data!$I$6:$I$1806)","v":0},{"$f":"LOOKUP($AO418,Data!$A$6:$A$1806,Data!$J$6:$J$1806)","v":-653},{"$f":"LOOKUP($AO418,Data!$A$6:$A$1806,Data!$K$6:$K$1806)","v":7764.33},139.9993896484375]
[null,40098.110254628999,{"$f":"LOOKUP(B419,Data!$A$6:$A$1806,Data!B$6:B$1806)","v":59.966999053955078},{"$f":"LOOKUP(B419,Data!$A$6:$A$1806,Data!C$6:C$1806)","v":0},null,null,null,132.0037841796875,132.0037841796875,null,null,0,96.013580738308974,{"$f":"AVERAGE(D$79:D419)","v":0},{"$f":"AVERAGE(M$79:M419)","v":325.9983323641768},-20.205450345498665,{"$f":"AVERAGE(P$79:P419)","v":177.55095882960333},633,null,null,null,null,null,null,0,633,-842.58253898737553,null,null,null,null,null,null,null,null,null,null,null,null,null,40098.110254628999,{"$f":"LOOKUP($AO419,Data!$A$6:$A$1806,Data!$B$6:$B$1806)","v":59.966999053955078},{"$f":"LOOKUP($AO419,Data!$A$6:$A$1806,Data!$C$6:$C$1806)","v":0},{"$f":"LOOKUP($AO419,Data!$A$6:$A$1806,Data!$D$6:$D$1806)","v":0},{"$f":"IF($AS$1=\"+\",LOOKUP($AO419,Data!$A$6:$A$1806,Data!$E$6:$E$1806)*-1,LOOKUP($AO419,Data!$A$6:$A$1806,Data!$E$6:$E$1806))","v":-223.01573181152344},{"$f":"LOOKUP($AO419,Data!$A$6:$A$1806,Data!$F$6:$F$1806)","v":0},{"$f":"LOOKUP($AO419,Data!$A$6:$A$1806,Data!$G$6:$G$1806)","v":0},{"$f":"LOOKUP($AO419,Data!$A$6:$A$1806,Data!$H$6:$H$1806)","v":0},{"$f":"LOOKUP($AO419,Data!$A$6:$A$1806,Data!$I$6:$I$1806)","v":0},{"$f":"LOOKUP($AO419,Data!$A$6:$A$1806,Data!$J$6:$J$1806)","v":-653},{"$f":"LOOKUP($AO419,Data!$A$6:$A$1806,Data!$K$6:$K$1806)","v":7764.66},132.0037841796875]
[null,40098.110277777145,{"$f":"LOOKUP(B420,Data!$A$6:$A$1806,Data!B$6:B$1806)","v":59.966999053955078},{"$f":"LOOKUP(B420,Data!$A$6:$A$1806,Data!C$6:C$1806)","v":0},null,null,null,132.0037841796875,132.0037841796875,null,null,0,96.013580738308974,{"$f":"AVERAGE(D$79:D420)","v":0},{"$f":"AVERAGE(M$79:M420)","v":325.32586233018304},-20.205450345498665,{"$f":"AVERAGE(P$79:P420)","v":176.97102801090801},633,null,null,null,null,null,null,0,633,-842.58253898737553,null,null,null,null,null,null,null,null,null,null,null,null,null,40098.110277777145,{"$f":"LOOKUP($AO420,Data!$A$6:$A$1806,Data!$B$6:$B$1806)","v":59.966999053955078},{"$f":"LOOKUP($AO420,Data!$A$6:$A$1806,Data!$C$6:$C$1806)","v":0},{"$f":"LOOKUP($AO420,Data!$A$6:$A$1806,Data!$D$6:$D$1806)","v":0},{"$f":"IF($AS$1=\"+\",LOOKUP($AO420,Data!$A$6:$A$1806,Data!$E$6:$E$1806)*-1,LOOKUP($AO420,Data!$A$6:$A$1806,Data!$E$6:$E$1806))","v":-223.01573181152344},{"$f":"LOOKUP($AO420,Data!$A$6:$A$1806,Data!$F$6:$F$1806)","v":0},{"$f":"LOOKUP($AO420,Data!$A$6:$A$1806,Data!$G$6:$G$1806)","v":0},{"$f":"LOOKUP($AO420,Data!$A$6:$A$1806,Data!$H$6:$H$1806)","v":0},{"$f":"LOOKUP($AO420,Data!$A$6:$A$1806,Data!$I$6:$I$1806)","v":0},{"$f":"LOOKUP($AO420,Data!$A$6:$A$1806,Data!$J$6:$J$1806)","v":-653},{"$f":"LOOKUP($AO420,Data!$A$6:$A$1806,Data!$K$6:$K$1806)","v":7764.99},132.0037841796875]
[null,40098.110300925291,{"$f":"LOOKUP(B421,Data!$A$6:$A$1806,Data!B$6:B$1806)","v":59.972000122070313},{"$f":"LOOKUP(B421,Data!$A$6:$A$1806,Data!C$6:C$1806)","v":0},null,null,null,111.99951171875,111.99951171875,null,null,0,76.009308277371474,{"$f":"AVERAGE(D$79:D421)","v":0},{"$f":"AVERAGE(M$79:M421)","v":324.59899191020401},-20.205450345498665,{"$f":"AVERAGE(P$79:P421)","v":176.39448860050913},633,null,null,null,null,null,null,0,633,-902.67247098182406,null,null,null,null,null,null,null,null,null,null,null,null,null,40098.110300925291,{"$f":"LOOKUP($AO421,Data!$A$6:$A$1806,Data!$B$6:$B$1806)","v":59.972000122070313},{"$f":"LOOKUP($AO421,Data!$A$6:$A$1806,Data!$C$6:$C$1806)","v":0},{"$f":"LOOKUP($AO421,Data!$A$6:$A$1806,Data!$D$6:$D$1806)","v":0},{"$f":"IF($AS$1=\"+\",LOOKUP($AO421,Data!$A$6:$A$1806,Data!$E$6:$E$1806)*-1,LOOKUP($AO421,Data!$A$6:$A$1806,Data!$E$6:$E$1806))","v":-223.01573181152344},{"$f":"LOOKUP($AO421,Data!$A$6:$A$1806,Data!$F$6:$F$1806)","v":0},{"$f":"LOOKUP($AO421,Data!$A$6:$A$1806,Data!$G$6:$G$1806)","v":0},{"$f":"LOOKUP($AO421,Data!$A$6:$A$1806,Data!$H$6:$H$1806)","v":0},{"$f":"LOOKUP($AO421,Data!$A$6:$A$1806,Data!$I$6:$I$1806)","v":0},{"$f":"LOOKUP($AO421,Data!$A$6:$A$1806,Data!$J$6:$J$1806)","v":-653},{"$f":"LOOKUP($AO421,Data!$A$6:$A$1806,Data!$K$6:$K$1806)","v":7765.32},111.99951171875]
[null,40098.110324073437,{"$f":"LOOKUP(B422,Data!$A$6:$A$1806,Data!B$6:B$1806)","v":59.976001739501953},{"$f":"LOOKUP(B422,Data!$A$6:$A$1806,Data!C$6:C$1806)","v":0},null,null,null,95.9930419921875,95.9930419921875,null,null,0,60.002838550808974,{"$f":"AVERAGE(D$79:D422)","v":0},{"$f":"AVERAGE(M$79:M422)","v":323.82981704578714},-20.205450345498665,{"$f":"AVERAGE(P$79:P422)","v":175.82131093594353},633,null,null,null,null,null,null,0,633,-957.29980745794001,null,null,null,null,null,null,null,null,null,null,null,null,null,40098.110324073437,{"$f":"LOOKUP($AO422,Data!$A$6:$A$1806,Data!$B$6:$B$1806)","v":59.976001739501953},{"$f":"LOOKUP($AO422,Data!$A$6:$A$1806,Data!$C$6:$C$1806)","v":0},{"$f":"LOOKUP($AO422,Data!$A$6:$A$1806,Data!$D$6:$D$1806)","v":0},{"$f":"IF($AS$1=\"+\",LOOKUP($AO422,Data!$A$6:$A$1806,Data!$E$6:$E$1806)*-1,LOOKUP($AO422,Data!$A$6:$A$1806,Data!$E$6:$E$1806))","v":-223.01573181152344},{"$f":"LOOKUP($AO422,Data!$A$6:$A$1806,Data!$F$6:$F$1806)","v":0},{"$f":"LOOKUP($AO422,Data!$A$6:$A$1806,Data!$G$6:$G$1806)","v":0},{"$f":"LOOKUP($AO422,Data!$A$6:$A$1806,Data!$H$6:$H$1806)","v":0},{"$f":"LOOKUP($AO422,Data!$A$6:$A$1806,Data!$I$6:$I$1806)","v":0},{"$f":"LOOKUP($AO422,Data!$A$6:$A$1806,Data!$J$6:$J$1806)","v":-653},{"$f":"LOOKUP($AO422,Data!$A$6:$A$1806,Data!$K$6:$K$1806)","v":7765.65},95.9930419921875]
[null,40098.110347221584,{"$f":"LOOKUP(B423,Data!$A$6:$A$1806,Data!B$6:B$1806)","v":59.974998474121094},{"$f":"LOOKUP(B423,Data!$A$6:$A$1806,Data!C$6:C$1806)","v":0},null,null,null,100.006103515625,100.006103515625,null,null,0,64.015900074246474,{"$f":"AVERAGE(D$79:D423)","v":0},{"$f":"AVERAGE(M$79:M423)","v":323.0767332284783},-20.205450345498665,{"$f":"AVERAGE(P$79:P423)","v":175.25146569966026},633,null,null,null,null,null,null,0,633,-942.99216196057534,null,null,null,null,null,null,null,null,null,null,null,null,null,40098.110347221584,{"$f":"LOOKUP($AO423,Data!$A$6:$A$1806,Data!$B$6:$B$1806)","v":59.974998474121094},{"$f":"LOOKUP($AO423,Data!$A$6:$A$1806,Data!$C$6:$C$1806)","v":0},{"$f":"LOOKUP($AO423,Data!$A$6:$A$1806,Data!$D$6:$D$1806)","v":0},{"$f":"IF($AS$1=\"+\",LOOKUP($AO423,Data!$A$6:$A$1806,Data!$E$6:$E$1806)*-1,LOOKUP($AO423,Data!$A$6:$A$1806,Data!$E$6:$E$1806))","v":-223.01573181152344},{"$f":"LOOKUP($AO423,Data!$A$6:$A$1806,Data!$F$6:$F$1806)","v":0},{"$f":"LOOKUP($AO423,Data!$A$6:$A$1806,Data!$G$6:$G$1806)","v":0},{"$f":"LOOKUP($AO423,Data!$A$6:$A$1806,Data!$H$6:$H$1806)","v":0},{"$f":"LOOKUP($AO423,Data!$A$6:$A$1806,Data!$I$6:$I$1806)","v":0},{"$f":"LOOKUP($AO423,Data!$A$6:$A$1806,Data!$J$6:$J$1806)","v":-653},{"$f":"LOOKUP($AO423,Data!$A$6:$A$1806,Data!$K$6:$K$1806)","v":7765.98},100.006103515625]
[null,40098.11037036973,{"$f":"LOOKUP(B424,Data!$A$6:$A$1806,Data!B$6:B$1806)","v":59.969001770019531},{"$f":"LOOKUP(B424,Data!$A$6:$A$1806,Data!C$6:C$1806)","v":0},null,null,null,123.992919921875,123.992919921875,null,null,0,88.002716480496474,{"$f":"AVERAGE(D$79:D424)","v":0},{"$f":"AVERAGE(M$79:M424)","v":322.39732855579626},-20.205450345498665,{"$f":"AVERAGE(P$79:P424)","v":174.68492391402211},633,null,null,null,null,null,null,0,633,-865.6593149050218,null,null,null,null,null,null,null,null,null,null,null,null,null,40098.11037036973,{"$f":"LOOKUP($AO424,Data!$A$6:$A$1806,Data!$B$6:$B$1806)","v":59.969001770019531},{"$f":"LOOKUP($AO424,Data!$A$6:$A$1806,Data!$C$6:$C$1806)","v":0},{"$f":"LOOKUP($AO424,Data!$A$6:$A$1806,Data!$D$6:$D$1806)","v":0},{"$f":"IF($AS$1=\"+\",LOOKUP($AO424,Data!$A$6:$A$1806,Data!$E$6:$E$1806)*-1,LOOKUP($AO424,Data!$A$6:$A$1806,Data!$E$6:$E$1806))","v":-223.01573181152344},{"$f":"LOOKUP($AO424,Data!$A$6:$A$1806,Data!$F$6:$F$1806)","v":0},{"$f":"LOOKUP($AO424,Data!$A$6:$A$1806,Data!$G$6:$G$1806)","v":0},{"$f":"LOOKUP($AO424,Data!$A$6:$A$1806,Data!$H$6:$H$1806)","v":0},{"$f":"LOOKUP($AO424,Data!$A$6:$A$1806,Data!$I$6:$I$1806)","v":0},{"$f":"LOOKUP($AO424,Data!$A$6:$A$1806,Data!$J$6:$J$1806)","v":-653},{"$f":"LOOKUP($AO424,Data!$A$6:$A$1806,Data!$K$6:$K$1806)","v":7766.31},123.992919921875]
[null,40098.110393517876,{"$f":"LOOKUP(B425,Data!$A$6:$A$1806,Data!B$6:B$1806)","v":59.972999572753906},{"$f":"LOOKUP(B425,Data!$A$6:$A$1806,Data!C$6:C$1806)","v":0},null,null,null,108.001708984375,108.001708984375,null,null,0,72.011505542996474,{"$f":"AVERAGE(D$79:D425)","v":0},{"$f":"AVERAGE(M$79:M425)","v":321.67575557881412},-20.205450345498665,{"$f":"AVERAGE(P$79:P425)","v":174.12165693639344},633,null,null,null,null,null,null,0,633,-915.72372746901021,null,null,null,null,null,null,null,null,null,null,null,null,null,40098.110393517876,{"$f":"LOOKUP($AO425,Data!$A$6:$A$1806,Data!$B$6:$B$1806)","v":59.972999572753906},{"$f":"LOOKUP($AO425,Data!$A$6:$A$1806,Data!$C$6:$C$1806)","v":0},{"$f":"LOOKUP($AO425,Data!$A$6:$A$1806,Data!$D$6:$D$1806)","v":0},{"$f":"IF($AS$1=\"+\",LOOKUP($AO425,Data!$A$6:$A$1806,Data!$E$6:$E$1806)*-1,LOOKUP($AO425,Data!$A$6:$A$1806,Data!$E$6:$E$1806))","v":-223.01573181152344},{"$f":"LOOKUP($AO425,Data!$A$6:$A$1806,Data!$F$6:$F$1806)","v":0},{"$f":"LOOKUP($AO425,Data!$A$6:$A$1806,Data!$G$6:$G$1806)","v":0},{"$f":"LOOKUP($AO425,Data!$A$6:$A$1806,Data!$H$6:$H$1806)","v":0},{"$f":"LOOKUP($AO425,Data!$A$6:$A$1806,Data!$I$6:$I$1806)","v":0},{"$f":"LOOKUP($AO425,Data!$A$6:$A$1806,Data!$J$6:$J$1806)","v":-653},{"$f":"LOOKUP($AO425,Data!$A$6:$A$1806,Data!$K$6:$K$1806)","v":7766.64},108.001708984375]
[null,40098.110416666023,{"$f":"LOOKUP(B426,Data!$A$6:$A$1806,Data!B$6:B$1806)","v":59.9739990234375},{"$f":"LOOKUP(B426,Data!$A$6:$A$1806,Data!C$6:C$1806)","v":0},null,null,null,104.00390625,104.00390625,null,null,0,68.013702808621474,{"$f":"AVERAGE(D$79:D426)","v":0},{"$f":"AVERAGE(M$79:M426)","v":320.9468416340722},-20.205450345498665,{"$f":"AVERAGE(P$79:P426)","v":173.56163645431306},633,null,null,null,null,null,null,0,633,-929.15792288148054,null,null,null,null,null,null,null,null,null,null,null,null,null,40098.110416666023,{"$f":"LOOKUP($AO426,Data!$A$6:$A$1806,Data!$B$6:$B$1806)","v":59.9739990234375},{"$f":"LOOKUP($AO426,Data!$A$6:$A$1806,Data!$C$6:$C$1806)","v":0},{"$f":"LOOKUP($AO426,Data!$A$6:$A$1806,Data!$D$6:$D$1806)","v":0},{"$f":"IF($AS$1=\"+\",LOOKUP($AO426,Data!$A$6:$A$1806,Data!$E$6:$E$1806)*-1,LOOKUP($AO426,Data!$A$6:$A$1806,Data!$E$6:$E$1806))","v":-223.01573181152344},{"$f":"LOOKUP($AO426,Data!$A$6:$A$1806,Data!$F$6:$F$1806)","v":0},{"$f":"LOOKUP($AO426,Data!$A$6:$A$1806,Data!$G$6:$G$1806)","v":0},{"$f":"LOOKUP($AO426,Data!$A$6:$A$1806,Data!$H$6:$H$1806)","v":0},{"$f":"LOOKUP($AO426,Data!$A$6:$A$1806,Data!$I$6:$I$1806)","v":0},{"$f":"LOOKUP($AO426,Data!$A$6:$A$1806,Data!$J$6:$J$1806)","v":-653},{"$f":"LOOKUP($AO426,Data!$A$6:$A$1806,Data!$K$6:$K$1806)","v":7766.97},104.00390625]
[null,40098.110439814169,{"$f":"LOOKUP(B427,Data!$A$6:$A$1806,Data!B$6:B$1806)","v":59.978000640869141},{"$f":"LOOKUP(B427,Data!$A$6:$A$1806,Data!C$6:C$1806)","v":0},null,null,null,87.9974365234375,{"$f":"L$13*H427+(1-L$13)*I426","v":87.9974365234375},null,null,0,52.007233082058974,{"$f":"AVERAGE(D$79:D427)","v":0},{"$f":"AVERAGE(M$79:M427)","v":320.17624103650195},-20.205450345498665,{"$f":"AVERAGE(P$79:P427)","v":173.00483448075036},633,null,null,null,null,null,null,0,{"$f":"SUM(R427:Y427)","v":633},-987.14090378423396,null,null,null,null,null,null,null,null,null,null,null,null,null,40098.110439814169,{"$f":"LOOKUP($AO427,Data!$A$6:$A$1806,Data!$B$6:$B$1806)","v":59.978000640869141},{"$f":"LOOKUP($AO427,Data!$A$6:$A$1806,Data!$C$6:$C$1806)","v":0},{"$f":"LOOKUP($AO427,Data!$A$6:$A$1806,Data!$D$6:$D$1806)","v":0},{"$f":"IF($AS$1=\"+\",LOOKUP($AO427,Data!$A$6:$A$1806,Data!$E$6:$E$1806)*-1,LOOKUP($AO427,Data!$A$6:$A$1806,Data!$E$6:$E$1806))","v":-223.01573181152344},{"$f":"LOOKUP($AO427,Data!$A$6:$A$1806,Data!$F$6:$F$1806)","v":0},{"$f":"LOOKUP($AO427,Data!$A$6:$A$1806,Data!$G$6:$G$1806)","v":0},{"$f":"LOOKUP($AO427,Data!$A$6:$A$1806,Data!$H$6:$H$1806)","v":0},{"$f":"LOOKUP($AO427,Data!$A$6:$A$1806,Data!$I$6:$I$1806)","v":0},{"$f":"LOOKUP($AO427,Data!$A$6:$A$1806,Data!$J$6:$J$1806)","v":-653},{"$f":"LOOKUP($AO427,Data!$A$6:$A$1806,Data!$K$6:$K$1806)","v":7767.3},87.9974365234375]
[null,40098.110462962315,{"$f":"LOOKUP(B428,Data!$A$6:$A$1806,Data!B$6:B$1806)","v":59.980998992919922},{"$f":"LOOKUP(B428,Data!$A$6:$A$1806,Data!C$6:C$1806)","v":0},null,null,null,{"$f":"(IF((C428-L$2)>0,((C428-L$2-L$5)/((L$4*L$2)-L$5)*L$3*-1),((C428-L$2+L$5)/((L$4*L$2)-L$5)*L$3*-1)))","v":76.0040283203125},76.0040283203125,null,null,0,40.013824878933974,{"$f":"AVERAGE(D$79:D428)","v":0},{"$f":"AVERAGE(M$79:M428)","v":319.37577699033744},-20.205450345498665,{"$f":"AVERAGE(P$79:P428)","v":172.45122334944307},633,null,null,null,null,null,null,0,633,-1035.5619474066043,null,null,null,null,null,null,null,null,null,null,null,null,null,40098.110462962315,{"$f":"LOOKUP($AO428,Data!$A$6:$A$1806,Data!$B$6:$B$1806)","v":59.980998992919922},{"$f":"LOOKUP($AO428,Data!$A$6:$A$1806,Data!$C$6:$C$1806)","v":0},{"$f":"LOOKUP($AO428,Data!$A$6:$A$1806,Data!$D$6:$D$1806)","v":0},{"$f":"IF($AS$1=\"+\",LOOKUP($AO428,Data!$A$6:$A$1806,Data!$E$6:$E$1806)*-1,LOOKUP($AO428,Data!$A$6:$A$1806,Data!$E$6:$E$1806))","v":-223.01573181152344},{"$f":"LOOKUP($AO428,Data!$A$6:$A$1806,Data!$F$6:$F$1806)","v":0},{"$f":"LOOKUP($AO428,Data!$A$6:$A$1806,Data!$G$6:$G$1806)","v":0},{"$f":"LOOKUP($AO428,Data!$A$6:$A$1806,Data!$H$6:$H$1806)","v":0},{"$f":"LOOKUP($AO428,Data!$A$6:$A$1806,Data!$I$6:$I$1806)","v":0},{"$f":"LOOKUP($AO428,Data!$A$6:$A$1806,Data!$J$6:$J$1806)","v":-653},{"$f":"LOOKUP($AO428,Data!$A$6:$A$1806,Data!$K$6:$K$1806)","v":7767.63},{"$f":"(IF((AP428-$L$2)>0,((AP428-$L$2-$L$5)/(($L$4*$L$2)-$L$5)*$L$3*-1),((AP428-$L$2+$L$5)/(($L$4*$L$2)-$L$5)*$L$3*-1)))","v":76.0040283203125}]
[null,40098.110486110461,{"$f":"LOOKUP(B429,Data!$A$6:$A$1806,Data!B$6:B$1806)","v":59.980998992919922},{"$f":"LOOKUP(B429,Data!$A$6:$A$1806,Data!C$6:C$1806)","v":0},null,null,null,76.0040283203125,76.0040283203125,null,null,0,40.013824878933974,{"$f":"AVERAGE(D$79:D429)","v":0},{"$f":"AVERAGE(M$79:M429)","v":318.57987399286901},-20.205450345498665,{"$f":"AVERAGE(P$79:P429)","v":171.90077571031466},633,null,null,null,null,null,null,0,633,-1035.5619474066043,null,null,null,null,null,null,null,null,null,null,null,null,null,40098.110486110461,{"$f":"LOOKUP($AO429,Data!$A$6:$A$1806,Data!$B$6:$B$1806)","v":59.980998992919922},{"$f":"LOOKUP($AO429,Data!$A$6:$A$1806,Data!$C$6:$C$1806)","v":0},{"$f":"LOOKUP($AO429,Data!$A$6:$A$1806,Data!$D$6:$D$1806)","v":0},{"$f":"IF($AS$1=\"+\",LOOKUP($AO429,Data!$A$6:$A$1806,Data!$E$6:$E$1806)*-1,LOOKUP($AO429,Data!$A$6:$A$1806,Data!$E$6:$E$1806))","v":-223.01573181152344},{"$f":"LOOKUP($AO429,Data!$A$6:$A$1806,Data!$F$6:$F$1806)","v":0},{"$f":"LOOKUP($AO429,Data!$A$6:$A$1806,Data!$G$6:$G$1806)","v":0},{"$f":"LOOKUP($AO429,Data!$A$6:$A$1806,Data!$H$6:$H$1806)","v":0},{"$f":"LOOKUP($AO429,Data!$A$6:$A$1806,Data!$I$6:$I$1806)","v":0},{"$f":"LOOKUP($AO429,Data!$A$6:$A$1806,Data!$J$6:$J$1806)","v":-653},{"$f":"LOOKUP($AO429,Data!$A$6:$A$1806,Data!$K$6:$K$1806)","v":7767.96},76.0040283203125]
[null,{"$f":"B429+TIME(0,0,$B$1)","v":40098.110509258608},{"$f":"LOOKUP(B430,Data!$A$6:$A$1806,Data!B$6:B$1806)","v":59.980998992919922},{"$f":"LOOKUP(B430,Data!$A$6:$A$1806,Data!C$6:C$1806)","v":0},null,null,null,76.0040283203125,76.0040283203125,null,null,0,40.013824878933974,{"$f":"AVERAGE(D$79:D430)","v":0},{"$f":"AVERAGE(M$79:M430)","v":317.78849317152259},-20.205450345498665,{"$f":"AVERAGE(P$79:P430)","v":171.35346452497043},633,null,null,null,null,null,null,0,633,-1035.5619474066043,null,null,null,null,null,null,null,null,null,null,null,null,null,40098.110509258608,{"$f":"LOOKUP($AO430,Data!$A$6:$A$1806,Data!$B$6:$B$1806)","v":59.980998992919922},{"$f":"LOOKUP($AO430,Data!$A$6:$A$1806,Data!$C$6:$C$1806)","v":0},{"$f":"LOOKUP($AO430,Data!$A$6:$A$1806,Data!$D$6:$D$1806)","v":0},{"$f":"IF($AS$1=\"+\",LOOKUP($AO430,Data!$A$6:$A$1806,Data!$E$6:$E$1806)*-1,LOOKUP($AO430,Data!$A$6:$A$1806,Data!$E$6:$E$1806))","v":-223.01573181152344},{"$f":"LOOKUP($AO430,Data!$A$6:$A$1806,Data!$F$6:$F$1806)","v":0},{"$f":"LOOKUP($AO430,Data!$A$6:$A$1806,Data!$G$6:$G$1806)","v":0},{"$f":"LOOKUP($AO430,Data!$A$6:$A$1806,Data!$H$6:$H$1806)","v":0},{"$f":"LOOKUP($AO430,Data!$A$6:$A$1806,Data!$I$6:$I$1806)","v":0},{"$f":"LOOKUP($AO430,Data!$A$6:$A$1806,Data!$J$6:$J$1806)","v":-653},{"$f":"LOOKUP($AO430,Data!$A$6:$A$1806,Data!$K$6:$K$1806)","v":7768.29},76.0040283203125]
[null,40098.110532406754,{"$f":"LOOKUP(B431,Data!$A$6:$A$1806,Data!B$6:B$1806)","v":59.981998443603516},{"$f":"LOOKUP(B431,Data!$A$6:$A$1806,Data!C$6:C$1806)","v":0},null,null,null,72.0062255859375,72.0062255859375,null,null,0,36.016022144558974,{"$f":"AVERAGE(D$79:D431)","v":0},{"$f":"AVERAGE(M$79:M431)","v":316.99027087399577},-20.205450345498665,{"$f":"AVERAGE(P$79:P431)","v":170.80926306227025},633,null,null,null,null,null,null,0,633,-1052.7754597723938,null,null,null,null,null,null,null,null,null,null,null,null,null,40098.110532406754,{"$f":"LOOKUP($AO431,Data!$A$6:$A$1806,Data!$B$6:$B$1806)","v":59.981998443603516},{"$f":"LOOKUP($AO431,Data!$A$6:$A$1806,Data!$C$6:$C$1806)","v":0},{"$f":"LOOKUP($AO431,Data!$A$6:$A$1806,Data!$D$6:$D$1806)","v":0},{"$f":"IF($AS$1=\"+\",LOOKUP($AO431,Data!$A$6:$A$1806,Data!$E$6:$E$1806)*-1,LOOKUP($AO431,Data!$A$6:$A$1806,Data!$E$6:$E$1806))","v":-223.01573181152344},{"$f":"LOOKUP($AO431,Data!$A$6:$A$1806,Data!$F$6:$F$1806)","v":0},{"$f":"LOOKUP($AO431,Data!$A$6:$A$1806,Data!$G$6:$G$1806)","v":0},{"$f":"LOOKUP($AO431,Data!$A$6:$A$1806,Data!$H$6:$H$1806)","v":0},{"$f":"LOOKUP($AO431,Data!$A$6:$A$1806,Data!$I$6:$I$1806)","v":0},{"$f":"LOOKUP($AO431,Data!$A$6:$A$1806,Data!$J$6:$J$1806)","v":-653},{"$f":"LOOKUP($AO431,Data!$A$6:$A$1806,Data!$K$6:$K$1806)","v":7768.62},72.0062255859375]
[null,40098.1105555549,{"$f":"LOOKUP(B432,Data!$A$6:$A$1806,Data!B$6:B$1806)","v":59.981998443603516},{"$f":"LOOKUP(B432,Data!$A$6:$A$1806,Data!C$6:C$1806)","v":0},null,null,null,72.0062255859375,72.0062255859375,null,null,0,36.016022144558974,{"$f":"AVERAGE(D$79:D432)","v":0},{"$f":"AVERAGE(M$79:M432)","v":316.19655830696348},-20.205450345498665,{"$f":"AVERAGE(P$79:P432)","v":170.26814489397628},633,null,null,null,null,null,null,0,633,-1052.7754597723938,null,null,null,null,null,null,null,null,null,null,null,null,null,40098.1105555549,{"$f":"LOOKUP($AO432,Data!$A$6:$A$1806,Data!$B$6:$B$1806)","v":59.981998443603516},{"$f":"LOOKUP($AO432,Data!$A$6:$A$1806,Data!$C$6:$C$1806)","v":0},{"$f":"LOOKUP($AO432,Data!$A$6:$A$1806,Data!$D$6:$D$1806)","v":0},{"$f":"IF($AS$1=\"+\",LOOKUP($AO432,Data!$A$6:$A$1806,Data!$E$6:$E$1806)*-1,LOOKUP($AO432,Data!$A$6:$A$1806,Data!$E$6:$E$1806))","v":-223.01573181152344},{"$f":"LOOKUP($AO432,Data!$A$6:$A$1806,Data!$F$6:$F$1806)","v":0},{"$f":"LOOKUP($AO432,Data!$A$6:$A$1806,Data!$G$6:$G$1806)","v":0},{"$f":"LOOKUP($AO432,Data!$A$6:$A$1806,Data!$H$6:$H$1806)","v":0},{"$f":"LOOKUP($AO432,Data!$A$6:$A$1806,Data!$I$6:$I$1806)","v":0},{"$f":"LOOKUP($AO432,Data!$A$6:$A$1806,Data!$J$6:$J$1806)","v":-653},{"$f":"LOOKUP($AO432,Data!$A$6:$A$1806,Data!$K$6:$K$1806)","v":7768.95},72.0062255859375]
[null,40098.110578703046,{"$f":"LOOKUP(B433,Data!$A$6:$A$1806,Data!B$6:B$1806)","v":59.984001159667969},{"$f":"LOOKUP(B433,Data!$A$6:$A$1806,Data!C$6:C$1806)","v":0},null,null,null,63.995361328125,63.995361328125,null,null,0,28.005157886746474,{"$f":"AVERAGE(D$79:D433)","v":0},{"$f":"AVERAGE(M$79:M433)","v":315.38475154521637},-20.205450345498665,{"$f":"AVERAGE(P$79:P433)","v":169.73008389047493},633,null,null,null,null,null,null,0,633,-1089.0497690635382,null,null,null,null,null,null,null,null,null,null,null,null,null,40098.110578703046,{"$f":"LOOKUP($AO433,Data!$A$6:$A$1806,Data!$B$6:$B$1806)","v":59.984001159667969},{"$f":"LOOKUP($AO433,Data!$A$6:$A$1806,Data!$C$6:$C$1806)","v":0},{"$f":"LOOKUP($AO433,Data!$A$6:$A$1806,Data!$D$6:$D$1806)","v":0},{"$f":"IF($AS$1=\"+\",LOOKUP($AO433,Data!$A$6:$A$1806,Data!$E$6:$E$1806)*-1,LOOKUP($AO433,Data!$A$6:$A$1806,Data!$E$6:$E$1806))","v":-223.01573181152344},{"$f":"LOOKUP($AO433,Data!$A$6:$A$1806,Data!$F$6:$F$1806)","v":0},{"$f":"LOOKUP($AO433,Data!$A$6:$A$1806,Data!$G$6:$G$1806)","v":0},{"$f":"LOOKUP($AO433,Data!$A$6:$A$1806,Data!$H$6:$H$1806)","v":0},{"$f":"LOOKUP($AO433,Data!$A$6:$A$1806,Data!$I$6:$I$1806)","v":0},{"$f":"LOOKUP($AO433,Data!$A$6:$A$1806,Data!$J$6:$J$1806)","v":-653},{"$f":"LOOKUP($AO433,Data!$A$6:$A$1806,Data!$K$6:$K$1806)","v":7769.28},63.995361328125]
[null,40098.110601851193,{"$f":"LOOKUP(B434,Data!$A$6:$A$1806,Data!B$6:B$1806)","v":59.981998443603516},{"$f":"LOOKUP(B434,Data!$A$6:$A$1806,Data!C$6:C$1806)","v":0},null,null,null,72.0062255859375,72.0062255859375,null,null,0,36.016022144558974,{"$f":"AVERAGE(D$79:D434)","v":0},{"$f":"AVERAGE(M$79:M434)","v":314.60000792330442},-20.205450345498665,{"$f":"AVERAGE(P$79:P434)","v":169.19505421657078},633,null,null,null,null,null,null,0,633,-1052.7754597723938,null,null,null,null,null,null,null,null,null,null,null,null,null,40098.110601851193,{"$f":"LOOKUP($AO434,Data!$A$6:$A$1806,Data!$B$6:$B$1806)","v":59.981998443603516},{"$f":"LOOKUP($AO434,Data!$A$6:$A$1806,Data!$C$6:$C$1806)","v":0},{"$f":"LOOKUP($AO434,Data!$A$6:$A$1806,Data!$D$6:$D$1806)","v":0},{"$f":"IF($AS$1=\"+\",LOOKUP($AO434,Data!$A$6:$A$1806,Data!$E$6:$E$1806)*-1,LOOKUP($AO434,Data!$A$6:$A$1806,Data!$E$6:$E$1806))","v":-223.01573181152344},{"$f":"LOOKUP($AO434,Data!$A$6:$A$1806,Data!$F$6:$F$1806)","v":0},{"$f":"LOOKUP($AO434,Data!$A$6:$A$1806,Data!$G$6:$G$1806)","v":0},{"$f":"LOOKUP($AO434,Data!$A$6:$A$1806,Data!$H$6:$H$1806)","v":0},{"$f":"LOOKUP($AO434,Data!$A$6:$A$1806,Data!$I$6:$I$1806)","v":0},{"$f":"LOOKUP($AO434,Data!$A$6:$A$1806,Data!$J$6:$J$1806)","v":-653},{"$f":"LOOKUP($AO434,Data!$A$6:$A$1806,Data!$K$6:$K$1806)","v":7769.61},72.0062255859375]
[null,40098.110624999339,{"$f":"LOOKUP(B435,Data!$A$6:$A$1806,Data!B$6:B$1806)","v":59.980998992919922},{"$f":"LOOKUP(B435,Data!$A$6:$A$1806,Data!C$6:C$1806)","v":0},null,null,null,76.0040283203125,76.0040283203125,null,null,0,40.013824878933974,{"$f":"AVERAGE(D$79:D435)","v":0},{"$f":"AVERAGE(M$79:M435)","v":313.83085895119132},-20.205450345498665,{"$f":"AVERAGE(P$79:P435)","v":168.66303032735149},633,null,null,null,null,null,null,0,633,-1035.5619474066043,null,null,null,null,null,null,null,null,null,null,null,null,null,40098.110624999339,{"$f":"LOOKUP($AO435,Data!$A$6:$A$1806,Data!$B$6:$B$1806)","v":59.980998992919922},{"$f":"LOOKUP($AO435,Data!$A$6:$A$1806,Data!$C$6:$C$1806)","v":0},{"$f":"LOOKUP($AO435,Data!$A$6:$A$1806,Data!$D$6:$D$1806)","v":0},{"$f":"IF($AS$1=\"+\",LOOKUP($AO435,Data!$A$6:$A$1806,Data!$E$6:$E$1806)*-1,LOOKUP($AO435,Data!$A$6:$A$1806,Data!$E$6:$E$1806))","v":-223.01573181152344},{"$f":"LOOKUP($AO435,Data!$A$6:$A$1806,Data!$F$6:$F$1806)","v":0},{"$f":"LOOKUP($AO435,Data!$A$6:$A$1806,Data!$G$6:$G$1806)","v":0},{"$f":"LOOKUP($AO435,Data!$A$6:$A$1806,Data!$H$6:$H$1806)","v":0},{"$f":"LOOKUP($AO435,Data!$A$6:$A$1806,Data!$I$6:$I$1806)","v":0},{"$f":"LOOKUP($AO435,Data!$A$6:$A$1806,Data!$J$6:$J$1806)","v":-653},{"$f":"LOOKUP($AO435,Data!$A$6:$A$1806,Data!$K$6:$K$1806)","v":7769.94},76.0040283203125]
[null,40098.110648147485,{"$f":"LOOKUP(B436,Data!$A$6:$A$1806,Data!B$6:B$1806)","v":59.979000091552734},{"$f":"LOOKUP(B436,Data!$A$6:$A$1806,Data!C$6:C$1806)","v":0},null,null,null,83.9996337890625,83.9996337890625,null,null,0,48.009430347683974,{"$f":"AVERAGE(D$79:D436)","v":0},{"$f":"AVERAGE(M$79:M436)","v":313.08834099419823},-20.205450345498665,{"$f":"AVERAGE(P$79:P436)","v":168.13398696412222},633,null,null,null,null,null,null,0,633,-1002.7701562889495,null,null,null,null,null,null,null,null,null,null,null,null,null,40098.110648147485,{"$f":"LOOKUP($AO436,Data!$A$6:$A$1806,Data!$B$6:$B$1806)","v":59.979000091552734},{"$f":"LOOKUP($AO436,Data!$A$6:$A$1806,Data!$C$6:$C$1806)","v":0},{"$f":"LOOKUP($AO436,Data!$A$6:$A$1806,Data!$D$6:$D$1806)","v":0},{"$f":"IF($AS$1=\"+\",LOOKUP($AO436,Data!$A$6:$A$1806,Data!$E$6:$E$1806)*-1,LOOKUP($AO436,Data!$A$6:$A$1806,Data!$E$6:$E$1806))","v":-223.01573181152344},{"$f":"LOOKUP($AO436,Data!$A$6:$A$1806,Data!$F$6:$F$1806)","v":0},{"$f":"LOOKUP($AO436,Data!$A$6:$A$1806,Data!$G$6:$G$1806)","v":0},{"$f":"LOOKUP($AO436,Data!$A$6:$A$1806,Data!$H$6:$H$1806)","v":0},{"$f":"LOOKUP($AO436,Data!$A$6:$A$1806,Data!$I$6:$I$1806)","v":0},{"$f":"LOOKUP($AO436,Data!$A$6:$A$1806,Data!$J$6:$J$1806)","v":-653},{"$f":"LOOKUP($AO436,Data!$A$6:$A$1806,Data!$K$6:$K$1806)","v":7770.27},83.9996337890625]
[null,40098.110671295632,{"$f":"LOOKUP(B437,Data!$A$6:$A$1806,Data!B$6:B$1806)","v":59.979999542236328},{"$f":"LOOKUP(B437,Data!$A$6:$A$1806,Data!C$6:C$1806)","v":0},null,null,null,80.0018310546875,80.0018310546875,null,null,0,44.011627613308974,{"$f":"AVERAGE(D$79:D437)","v":0},{"$f":"AVERAGE(M$79:M437)","v":312.33882368673056},-20.205450345498665,{"$f":"AVERAGE(P$79:P437)","v":167.60789915040817},633,null,null,null,null,null,null,0,633,-1018.9022818853762,null,null,null,null,null,null,null,null,null,null,null,null,null,40098.110671295632,{"$f":"LOOKUP($AO437,Data!$A$6:$A$1806,Data!$B$6:$B$1806)","v":59.979999542236328},{"$f":"LOOKUP($AO437,Data!$A$6:$A$1806,Data!$C$6:$C$1806)","v":0},{"$f":"LOOKUP($AO437,Data!$A$6:$A$1806,Data!$D$6:$D$1806)","v":0},{"$f":"IF($AS$1=\"+\",LOOKUP($AO437,Data!$A$6:$A$1806,Data!$E$6:$E$1806)*-1,LOOKUP($AO437,Data!$A$6:$A$1806,Data!$E$6:$E$1806))","v":-223.01573181152344},{"$f":"LOOKUP($AO437,Data!$A$6:$A$1806,Data!$F$6:$F$1806)","v":0},{"$f":"LOOKUP($AO437,Data!$A$6:$A$1806,Data!$G$6:$G$1806)","v":0},{"$f":"LOOKUP($AO437,Data!$A$6:$A$1806,Data!$H$6:$H$1806)","v":0},{"$f":"LOOKUP($AO437,Data!$A$6:$A$1806,Data!$I$6:$I$1806)","v":0},{"$f":"LOOKUP($AO437,Data!$A$6:$A$1806,Data!$J$6:$J$1806)","v":-653},{"$f":"LOOKUP($AO437,Data!$A$6:$A$1806,Data!$K$6:$K$1806)","v":7770.6},80.0018310546875]
[null,40098.110694443778,{"$f":"LOOKUP(B438,Data!$A$6:$A$1806,Data!B$6:B$1806)","v":59.978000640869141},{"$f":"LOOKUP(B438,Data!$A$6:$A$1806,Data!C$6:C$1806)","v":0},null,null,null,87.9974365234375,87.9974365234375,null,null,0,52.007233082058974,{"$f":"AVERAGE(D$79:D438)","v":0},{"$f":"AVERAGE(M$79:M438)","v":311.61568037949536},-20.205450345498665,{"$f":"AVERAGE(P$79:P438)","v":167.08474218802402},633,null,null,null,null,null,null,0,633,-987.14090378423396,null,null,null,null,null,null,null,null,null,null,null,null,null,40098.110694443778,{"$f":"LOOKUP($AO438,Data!$A$6:$A$1806,Data!$B$6:$B$1806)","v":59.978000640869141},{"$f":"LOOKUP($AO438,Data!$A$6:$A$1806,Data!$C$6:$C$1806)","v":0},{"$f":"LOOKUP($AO438,Data!$A$6:$A$1806,Data!$D$6:$D$1806)","v":0},{"$f":"IF($AS$1=\"+\",LOOKUP($AO438,Data!$A$6:$A$1806,Data!$E$6:$E$1806)*-1,LOOKUP($AO438,Data!$A$6:$A$1806,Data!$E$6:$E$1806))","v":-223.01573181152344},{"$f":"LOOKUP($AO438,Data!$A$6:$A$1806,Data!$F$6:$F$1806)","v":0},{"$f":"LOOKUP($AO438,Data!$A$6:$A$1806,Data!$G$6:$G$1806)","v":0},{"$f":"LOOKUP($AO438,Data!$A$6:$A$1806,Data!$H$6:$H$1806)","v":0},{"$f":"LOOKUP($AO438,Data!$A$6:$A$1806,Data!$I$6:$I$1806)","v":0},{"$f":"LOOKUP($AO438,Data!$A$6:$A$1806,Data!$J$6:$J$1806)","v":-653},{"$f":"LOOKUP($AO438,Data!$A$6:$A$1806,Data!$K$6:$K$1806)","v":7770.93},87.9974365234375]
[null,40098.110717591924,{"$f":"LOOKUP(B439,Data!$A$6:$A$1806,Data!B$6:B$1806)","v":59.978000640869141},{"$f":"LOOKUP(B439,Data!$A$6:$A$1806,Data!C$6:C$1806)","v":0},null,null,null,87.9974365234375,87.9974365234375,null,null,0,52.007233082058974,{"$f":"AVERAGE(D$79:D439)","v":0},{"$f":"AVERAGE(M$79:M439)","v":310.8965434063723},-20.205450345498665,{"$f":"AVERAGE(P$79:P439)","v":166.56449165320868},633,null,null,null,null,null,null,0,633,-987.14090378423396,null,null,null,null,null,null,null,null,null,null,null,null,null,40098.110717591924,{"$f":"LOOKUP($AO439,Data!$A$6:$A$1806,Data!$B$6:$B$1806)","v":59.978000640869141},{"$f":"LOOKUP($AO439,Data!$A$6:$A$1806,Data!$C$6:$C$1806)","v":0},{"$f":"LOOKUP($AO439,Data!$A$6:$A$1806,Data!$D$6:$D$1806)","v":0},{"$f":"IF($AS$1=\"+\",LOOKUP($AO439,Data!$A$6:$A$1806,Data!$E$6:$E$1806)*-1,LOOKUP($AO439,Data!$A$6:$A$1806,Data!$E$6:$E$1806))","v":-223.01573181152344},{"$f":"LOOKUP($AO439,Data!$A$6:$A$1806,Data!$F$6:$F$1806)","v":0},{"$f":"LOOKUP($AO439,Data!$A$6:$A$1806,Data!$G$6:$G$1806)","v":0},{"$f":"LOOKUP($AO439,Data!$A$6:$A$1806,Data!$H$6:$H$1806)","v":0},{"$f":"LOOKUP($AO439,Data!$A$6:$A$1806,Data!$I$6:$I$1806)","v":0},{"$f":"LOOKUP($AO439,Data!$A$6:$A$1806,Data!$J$6:$J$1806)","v":-653},{"$f":"LOOKUP($AO439,Data!$A$6:$A$1806,Data!$K$6:$K$1806)","v":7771.26},87.9974365234375]
[null,40098.11074074007,{"$f":"LOOKUP(B440,Data!$A$6:$A$1806,Data!B$6:B$1806)","v":59.979999542236328},{"$f":"LOOKUP(B440,Data!$A$6:$A$1806,Data!C$6:C$1806)","v":0},null,null,null,80.0018310546875,80.0018310546875,null,null,0,44.011627613308974,{"$f":"AVERAGE(D$79:D440)","v":0},{"$f":"AVERAGE(M$79:M440)","v":310.15929225777262},-20.205450345498665,{"$f":"AVERAGE(P$79:P440)","v":166.04712339282446},633,null,null,null,null,null,null,0,633,-1018.9022818853762,null,null,null,null,null,null,null,null,null,null,null,null,null,40098.11074074007,{"$f":"LOOKUP($AO440,Data!$A$6:$A$1806,Data!$B$6:$B$1806)","v":59.979999542236328},{"$f":"LOOKUP($AO440,Data!$A$6:$A$1806,Data!$C$6:$C$1806)","v":0},{"$f":"LOOKUP($AO440,Data!$A$6:$A$1806,Data!$D$6:$D$1806)","v":0},{"$f":"IF($AS$1=\"+\",LOOKUP($AO440,Data!$A$6:$A$1806,Data!$E$6:$E$1806)*-1,LOOKUP($AO440,Data!$A$6:$A$1806,Data!$E$6:$E$1806))","v":-223.01573181152344},{"$f":"LOOKUP($AO440,Data!$A$6:$A$1806,Data!$F$6:$F$1806)","v":0},{"$f":"LOOKUP($AO440,Data!$A$6:$A$1806,Data!$G$6:$G$1806)","v":0},{"$f":"LOOKUP($AO440,Data!$A$6:$A$1806,Data!$H$6:$H$1806)","v":0},{"$f":"LOOKUP($AO440,Data!$A$6:$A$1806,Data!$I$6:$I$1806)","v":0},{"$f":"LOOKUP($AO440,Data!$A$6:$A$1806,Data!$J$6:$J$1806)","v":-653},{"$f":"LOOKUP($AO440,Data!$A$6:$A$1806,Data!$K$6:$K$1806)","v":7771.59},80.0018310546875]
[null,40098.110763888217,{"$f":"LOOKUP(B441,Data!$A$6:$A$1806,Data!B$6:B$1806)","v":59.980998992919922},{"$f":"LOOKUP(B441,Data!$A$6:$A$1806,Data!C$6:C$1806)","v":0},null,null,null,76.0040283203125,76.0040283203125,null,null,0,40.013824878933974,{"$f":"AVERAGE(D$79:D441)","v":0},{"$f":"AVERAGE(M$79:M441)","v":309.41508986829922},-20.205450345498665,{"$f":"AVERAGE(P$79:P441)","v":165.53261352061912},633,null,null,null,null,null,null,0,633,-1035.5619474066043,null,null,null,null,null,null,null,null,null,null,null,null,null,40098.110763888217,{"$f":"LOOKUP($AO441,Data!$A$6:$A$1806,Data!$B$6:$B$1806)","v":59.980998992919922},{"$f":"LOOKUP($AO441,Data!$A$6:$A$1806,Data!$C$6:$C$1806)","v":0},{"$f":"LOOKUP($AO441,Data!$A$6:$A$1806,Data!$D$6:$D$1806)","v":0},{"$f":"IF($AS$1=\"+\",LOOKUP($AO441,Data!$A$6:$A$1806,Data!$E$6:$E$1806)*-1,LOOKUP($AO441,Data!$A$6:$A$1806,Data!$E$6:$E$1806))","v":-223.01573181152344},{"$f":"LOOKUP($AO441,Data!$A$6:$A$1806,Data!$F$6:$F$1806)","v":0},{"$f":"LOOKUP($AO441,Data!$A$6:$A$1806,Data!$G$6:$G$1806)","v":0},{"$f":"LOOKUP($AO441,Data!$A$6:$A$1806,Data!$H$6:$H$1806)","v":0},{"$f":"LOOKUP($AO441,Data!$A$6:$A$1806,Data!$I$6:$I$1806)","v":0},{"$f":"LOOKUP($AO441,Data!$A$6:$A$1806,Data!$J$6:$J$1806)","v":-653},{"$f":"LOOKUP($AO441,Data!$A$6:$A$1806,Data!$K$6:$K$1806)","v":7771.92},76.0040283203125]
[null,40098.110787036363,{"$f":"LOOKUP(B442,Data!$A$6:$A$1806,Data!B$6:B$1806)","v":59.979999542236328},{"$f":"LOOKUP(B442,Data!$A$6:$A$1806,Data!C$6:C$1806)","v":0},null,null,null,80.0018310546875,80.0018310546875,null,null,0,44.011627613308974,{"$f":"AVERAGE(D$79:D442)","v":0},{"$f":"AVERAGE(M$79:M442)","v":308.68595947748884},-20.205450345498665,{"$f":"AVERAGE(P$79:P442)","v":165.02093841354994},633,null,null,null,null,null,null,0,633,-1018.9022818853762,null,null,null,null,null,null,null,null,null,null,null,null,null,40098.110787036363,{"$f":"LOOKUP($AO442,Data!$A$6:$A$1806,Data!$B$6:$B$1806)","v":59.979999542236328},{"$f":"LOOKUP($AO442,Data!$A$6:$A$1806,Data!$C$6:$C$1806)","v":0},{"$f":"LOOKUP($AO442,Data!$A$6:$A$1806,Data!$D$6:$D$1806)","v":0},{"$f":"IF($AS$1=\"+\",LOOKUP($AO442,Data!$A$6:$A$1806,Data!$E$6:$E$1806)*-1,LOOKUP($AO442,Data!$A$6:$A$1806,Data!$E$6:$E$1806))","v":-223.01573181152344},{"$f":"LOOKUP($AO442,Data!$A$6:$A$1806,Data!$F$6:$F$1806)","v":0},{"$f":"LOOKUP($AO442,Data!$A$6:$A$1806,Data!$G$6:$G$1806)","v":0},{"$f":"LOOKUP($AO442,Data!$A$6:$A$1806,Data!$H$6:$H$1806)","v":0},{"$f":"LOOKUP($AO442,Data!$A$6:$A$1806,Data!$I$6:$I$1806)","v":0},{"$f":"LOOKUP($AO442,Data!$A$6:$A$1806,Data!$J$6:$J$1806)","v":-653},{"$f":"LOOKUP($AO442,Data!$A$6:$A$1806,Data!$K$6:$K$1806)","v":7772.25},80.0018310546875]
[null,40098.110810184509,{"$f":"LOOKUP(B443,Data!$A$6:$A$1806,Data!B$6:B$1806)","v":59.978000640869141},{"$f":"LOOKUP(B443,Data!$A$6:$A$1806,Data!C$6:C$1806)","v":0},null,null,null,87.9974365234375,87.9974365234375,null,null,0,52.007233082058974,{"$f":"AVERAGE(D$79:D443)","v":0},{"$f":"AVERAGE(M$79:M443)","v":307.9827300901041},-20.205450345498665,{"$f":"AVERAGE(P$79:P443)","v":164.51207470816792},633,null,null,null,null,null,null,0,633,-987.14090378423396,null,null,null,null,null,null,null,null,null,null,null,null,null,40098.110810184509,{"$f":"LOOKUP($AO443,Data!$A$6:$A$1806,Data!$B$6:$B$1806)","v":59.978000640869141},{"$f":"LOOKUP($AO443,Data!$A$6:$A$1806,Data!$C$6:$C$1806)","v":0},{"$f":"LOOKUP($AO443,Data!$A$6:$A$1806,Data!$D$6:$D$1806)","v":0},{"$f":"IF($AS$1=\"+\",LOOKUP($AO443,Data!$A$6:$A$1806,Data!$E$6:$E$1806)*-1,LOOKUP($AO443,Data!$A$6:$A$1806,Data!$E$6:$E$1806))","v":-223.01573181152344},{"$f":"LOOKUP($AO443,Data!$A$6:$A$1806,Data!$F$6:$F$1806)","v":0},{"$f":"LOOKUP($AO443,Data!$A$6:$A$1806,Data!$G$6:$G$1806)","v":0},{"$f":"LOOKUP($AO443,Data!$A$6:$A$1806,Data!$H$6:$H$1806)","v":0},{"$f":"LOOKUP($AO443,Data!$A$6:$A$1806,Data!$I$6:$I$1806)","v":0},{"$f":"LOOKUP($AO443,Data!$A$6:$A$1806,Data!$J$6:$J$1806)","v":-653},{"$f":"LOOKUP($AO443,Data!$A$6:$A$1806,Data!$K$6:$K$1806)","v":7772.58},87.9974365234375]
[null,40098.110833332656,{"$f":"LOOKUP(B444,Data!$A$6:$A$1806,Data!B$6:B$1806)","v":59.976001739501953},{"$f":"LOOKUP(B444,Data!$A$6:$A$1806,Data!C$6:C$1806)","v":0},null,null,null,95.9930419921875,95.9930419921875,null,null,0,60.002838550808974,{"$f":"AVERAGE(D$79:D444)","v":0},{"$f":"AVERAGE(M$79:M444)","v":307.30518940283821},-20.205450345498665,{"$f":"AVERAGE(P$79:P444)","v":164.00599929706198},633,null,null,null,null,null,null,0,633,-957.29980745794001,null,null,null,null,null,null,null,null,null,null,null,null,null,40098.110833332656,{"$f":"LOOKUP($AO444,Data!$A$6:$A$1806,Data!$B$6:$B$1806)","v":59.976001739501953},{"$f":"LOOKUP($AO444,Data!$A$6:$A$1806,Data!$C$6:$C$1806)","v":0},{"$f":"LOOKUP($AO444,Data!$A$6:$A$1806,Data!$D$6:$D$1806)","v":0},{"$f":"IF($AS$1=\"+\",LOOKUP($AO444,Data!$A$6:$A$1806,Data!$E$6:$E$1806)*-1,LOOKUP($AO444,Data!$A$6:$A$1806,Data!$E$6:$E$1806))","v":-223.01573181152344},{"$f":"LOOKUP($AO444,Data!$A$6:$A$1806,Data!$F$6:$F$1806)","v":0},{"$f":"LOOKUP($AO444,Data!$A$6:$A$1806,Data!$G$6:$G$1806)","v":0},{"$f":"LOOKUP($AO444,Data!$A$6:$A$1806,Data!$H$6:$H$1806)","v":0},{"$f":"LOOKUP($AO444,Data!$A$6:$A$1806,Data!$I$6:$I$1806)","v":0},{"$f":"LOOKUP($AO444,Data!$A$6:$A$1806,Data!$J$6:$J$1806)","v":-653},{"$f":"LOOKUP($AO444,Data!$A$6:$A$1806,Data!$K$6:$K$1806)","v":7772.91},95.9930419921875]
[null,40098.110856480802,{"$f":"LOOKUP(B445,Data!$A$6:$A$1806,Data!B$6:B$1806)","v":59.972000122070313},{"$f":"LOOKUP(B445,Data!$A$6:$A$1806,Data!C$6:C$1806)","v":0},null,null,null,111.99951171875,111.99951171875,null,null,0,76.009308277371474,{"$f":"AVERAGE(D$79:D445)","v":0},{"$f":"AVERAGE(M$79:M445)","v":306.67495539432196},-20.205450345498665,{"$f":"AVERAGE(P$79:P445)","v":163.50268932536099},633,null,null,null,null,null,null,0,633,-902.67247098182406,null,null,null,null,null,null,null,null,null,null,null,null,null,40098.110856480802,{"$f":"LOOKUP($AO445,Data!$A$6:$A$1806,Data!$B$6:$B$1806)","v":59.972000122070313},{"$f":"LOOKUP($AO445,Data!$A$6:$A$1806,Data!$C$6:$C$1806)","v":0},{"$f":"LOOKUP($AO445,Data!$A$6:$A$1806,Data!$D$6:$D$1806)","v":0},{"$f":"IF($AS$1=\"+\",LOOKUP($AO445,Data!$A$6:$A$1806,Data!$E$6:$E$1806)*-1,LOOKUP($AO445,Data!$A$6:$A$1806,Data!$E$6:$E$1806))","v":-223.01573181152344},{"$f":"LOOKUP($AO445,Data!$A$6:$A$1806,Data!$F$6:$F$1806)","v":0},{"$f":"LOOKUP($AO445,Data!$A$6:$A$1806,Data!$G$6:$G$1806)","v":0},{"$f":"LOOKUP($AO445,Data!$A$6:$A$1806,Data!$H$6:$H$1806)","v":0},{"$f":"LOOKUP($AO445,Data!$A$6:$A$1806,Data!$I$6:$I$1806)","v":0},{"$f":"LOOKUP($AO445,Data!$A$6:$A$1806,Data!$J$6:$J$1806)","v":-653},{"$f":"LOOKUP($AO445,Data!$A$6:$A$1806,Data!$K$6:$K$1806)","v":7773.24},111.99951171875]
[null,40098.110879628948,{"$f":"LOOKUP(B446,Data!$A$6:$A$1806,Data!B$6:B$1806)","v":59.971000671386719},{"$f":"LOOKUP(B446,Data!$A$6:$A$1806,Data!C$6:C$1806)","v":0},null,null,null,115.997314453125,115.997314453125,null,null,0,80.007111011746474,{"$f":"AVERAGE(D$79:D446)","v":0},{"$f":"AVERAGE(M$79:M446)","v":306.05901016502145},-20.205450345498665,{"$f":"AVERAGE(P$79:P446)","v":163.00212218729325},633,null,null,null,null,null,null,0,633,-889.98801011001683,null,null,null,null,null,null,null,null,null,null,null,null,null,40098.110879628948,{"$f":"LOOKUP($AO446,Data!$A$6:$A$1806,Data!$B$6:$B$1806)","v":59.971000671386719},{"$f":"LOOKUP($AO446,Data!$A$6:$A$1806,Data!$C$6:$C$1806)","v":0},{"$f":"LOOKUP($AO446,Data!$A$6:$A$1806,Data!$D$6:$D$1806)","v":0},{"$f":"IF($AS$1=\"+\",LOOKUP($AO446,Data!$A$6:$A$1806,Data!$E$6:$E$1806)*-1,LOOKUP($AO446,Data!$A$6:$A$1806,Data!$E$6:$E$1806))","v":-223.01573181152344},{"$f":"LOOKUP($AO446,Data!$A$6:$A$1806,Data!$F$6:$F$1806)","v":0},{"$f":"LOOKUP($AO446,Data!$A$6:$A$1806,Data!$G$6:$G$1806)","v":0},{"$f":"LOOKUP($AO446,Data!$A$6:$A$1806,Data!$H$6:$H$1806)","v":0},{"$f":"LOOKUP($AO446,Data!$A$6:$A$1806,Data!$I$6:$I$1806)","v":0},{"$f":"LOOKUP($AO446,Data!$A$6:$A$1806,Data!$J$6:$J$1806)","v":-653},{"$f":"LOOKUP($AO446,Data!$A$6:$A$1806,Data!$K$6:$K$1806)","v":7773.57},115.997314453125]
[null,40098.110902777094,{"$f":"LOOKUP(B447,Data!$A$6:$A$1806,Data!B$6:B$1806)","v":59.969001770019531},{"$f":"LOOKUP(B447,Data!$A$6:$A$1806,Data!C$6:C$1806)","v":0},null,null,null,123.992919921875,123.992919921875,null,null,0,88.002716480496474,{"$f":"AVERAGE(D$79:D447)","v":0},{"$f":"AVERAGE(M$79:M447)","v":305.46807169975176},-20.205450345498665,{"$f":"AVERAGE(P$79:P447)","v":162.50427552280198},633,null,null,null,null,null,null,0,633,-865.6593149050218,null,null,null,null,null,null,null,null,null,null,null,null,null,40098.110902777094,{"$f":"LOOKUP($AO447,Data!$A$6:$A$1806,Data!$B$6:$B$1806)","v":59.969001770019531},{"$f":"LOOKUP($AO447,Data!$A$6:$A$1806,Data!$C$6:$C$1806)","v":0},{"$f":"LOOKUP($AO447,Data!$A$6:$A$1806,Data!$D$6:$D$1806)","v":0},{"$f":"IF($AS$1=\"+\",LOOKUP($AO447,Data!$A$6:$A$1806,Data!$E$6:$E$1806)*-1,LOOKUP($AO447,Data!$A$6:$A$1806,Data!$E$6:$E$1806))","v":-223.01573181152344},{"$f":"LOOKUP($AO447,Data!$A$6:$A$1806,Data!$F$6:$F$1806)","v":0},{"$f":"LOOKUP($AO447,Data!$A$6:$A$1806,Data!$G$6:$G$1806)","v":0},{"$f":"LOOKUP($AO447,Data!$A$6:$A$1806,Data!$H$6:$H$1806)","v":0},{"$f":"LOOKUP($AO447,Data!$A$6:$A$1806,Data!$I$6:$I$1806)","v":0},{"$f":"LOOKUP($AO447,Data!$A$6:$A$1806,Data!$J$6:$J$1806)","v":-653},{"$f":"LOOKUP($AO447,Data!$A$6:$A$1806,Data!$K$6:$K$1806)","v":7773.9},123.992919921875]
[null,40098.110925925241,{"$f":"LOOKUP(B448,Data!$A$6:$A$1806,Data!B$6:B$1806)","v":59.9739990234375},{"$f":"LOOKUP(B448,Data!$A$6:$A$1806,Data!C$6:C$1806)","v":0},null,null,null,104.00390625,104.00390625,null,null,0,68.013702808621474,{"$f":"AVERAGE(D$79:D448)","v":0},{"$f":"AVERAGE(M$79:M448)","v":304.82630313518109},-20.205450345498665,{"$f":"AVERAGE(P$79:P448)","v":162.00912721421579},633,null,null,null,null,null,null,0,633,-929.15792288148054,null,null,null,null,null,null,null,null,null,null,null,null,null,40098.110925925241,{"$f":"LOOKUP($AO448,Data!$A$6:$A$1806,Data!$B$6:$B$1806)","v":59.9739990234375},{"$f":"LOOKUP($AO448,Data!$A$6:$A$1806,Data!$C$6:$C$1806)","v":0},{"$f":"LOOKUP($AO448,Data!$A$6:$A$1806,Data!$D$6:$D$1806)","v":0},{"$f":"IF($AS$1=\"+\",LOOKUP($AO448,Data!$A$6:$A$1806,Data!$E$6:$E$1806)*-1,LOOKUP($AO448,Data!$A$6:$A$1806,Data!$E$6:$E$1806))","v":-223.01573181152344},{"$f":"LOOKUP($AO448,Data!$A$6:$A$1806,Data!$F$6:$F$1806)","v":0},{"$f":"LOOKUP($AO448,Data!$A$6:$A$1806,Data!$G$6:$G$1806)","v":0},{"$f":"LOOKUP($AO448,Data!$A$6:$A$1806,Data!$H$6:$H$1806)","v":0},{"$f":"LOOKUP($AO448,Data!$A$6:$A$1806,Data!$I$6:$I$1806)","v":0},{"$f":"LOOKUP($AO448,Data!$A$6:$A$1806,Data!$J$6:$J$1806)","v":-653},{"$f":"LOOKUP($AO448,Data!$A$6:$A$1806,Data!$K$6:$K$1806)","v":7774.23},104.00390625]
[null,40098.110949073387,{"$f":"LOOKUP(B449,Data!$A$6:$A$1806,Data!B$6:B$1806)","v":59.974998474121094},{"$f":"LOOKUP(B449,Data!$A$6:$A$1806,Data!C$6:C$1806)","v":0},null,null,null,100.006103515625,100.006103515625,null,null,0,64.015900074246474,{"$f":"AVERAGE(D$79:D449)","v":0},{"$f":"AVERAGE(M$79:M449)","v":304.17721849081198},-20.205450345498665,{"$f":"AVERAGE(P$79:P449)","v":161.51665538297331},633,null,null,null,null,null,null,0,633,-942.99216196057534,null,null,null,null,null,null,null,null,null,null,null,null,null,40098.110949073387,{"$f":"LOOKUP($AO449,Data!$A$6:$A$1806,Data!$B$6:$B$1806)","v":59.974998474121094},{"$f":"LOOKUP($AO449,Data!$A$6:$A$1806,Data!$C$6:$C$1806)","v":0},{"$f":"LOOKUP($AO449,Data!$A$6:$A$1806,Data!$D$6:$D$1806)","v":0},{"$f":"IF($AS$1=\"+\",LOOKUP($AO449,Data!$A$6:$A$1806,Data!$E$6:$E$1806)*-1,LOOKUP($AO449,Data!$A$6:$A$1806,Data!$E$6:$E$1806))","v":-223.01573181152344},{"$f":"LOOKUP($AO449,Data!$A$6:$A$1806,Data!$F$6:$F$1806)","v":0},{"$f":"LOOKUP($AO449,Data!$A$6:$A$1806,Data!$G$6:$G$1806)","v":0},{"$f":"LOOKUP($AO449,Data!$A$6:$A$1806,Data!$H$6:$H$1806)","v":0},{"$f":"LOOKUP($AO449,Data!$A$6:$A$1806,Data!$I$6:$I$1806)","v":0},{"$f":"LOOKUP($AO449,Data!$A$6:$A$1806,Data!$J$6:$J$1806)","v":-653},{"$f":"LOOKUP($AO449,Data!$A$6:$A$1806,Data!$K$6:$K$1806)","v":7774.56},100.006103515625]
[null,40098.110972221533,{"$f":"LOOKUP(B450,Data!$A$6:$A$1806,Data!B$6:B$1806)","v":59.976001739501953},{"$f":"LOOKUP(B450,Data!$A$6:$A$1806,Data!C$6:C$1806)","v":0},null,null,null,95.9930419921875,95.9930419921875,null,null,0,60.002838550808974,{"$f":"AVERAGE(D$79:D450)","v":0},{"$f":"AVERAGE(M$79:M450)","v":303.52083574903781},-20.205450345498665,{"$f":"AVERAGE(P$79:P450)","v":161.02683838640061},633,null,null,null,null,null,null,0,633,-957.29980745794001,null,null,null,null,null,null,null,null,null,null,null,null,null,40098.110972221533,{"$f":"LOOKUP($AO450,Data!$A$6:$A$1806,Data!$B$6:$B$1806)","v":59.976001739501953},{"$f":"LOOKUP($AO450,Data!$A$6:$A$1806,Data!$C$6:$C$1806)","v":0},{"$f":"LOOKUP($AO450,Data!$A$6:$A$1806,Data!$D$6:$D$1806)","v":0},{"$f":"IF($AS$1=\"+\",LOOKUP($AO450,Data!$A$6:$A$1806,Data!$E$6:$E$1806)*-1,LOOKUP($AO450,Data!$A$6:$A$1806,Data!$E$6:$E$1806))","v":-223.01573181152344},{"$f":"LOOKUP($AO450,Data!$A$6:$A$1806,Data!$F$6:$F$1806)","v":0},{"$f":"LOOKUP($AO450,Data!$A$6:$A$1806,Data!$G$6:$G$1806)","v":0},{"$f":"LOOKUP($AO450,Data!$A$6:$A$1806,Data!$H$6:$H$1806)","v":0},{"$f":"LOOKUP($AO450,Data!$A$6:$A$1806,Data!$I$6:$I$1806)","v":0},{"$f":"LOOKUP($AO450,Data!$A$6:$A$1806,Data!$J$6:$J$1806)","v":-653},{"$f":"LOOKUP($AO450,Data!$A$6:$A$1806,Data!$K$6:$K$1806)","v":7774.89},95.9930419921875]
[null,40098.11099536968,{"$f":"LOOKUP(B451,Data!$A$6:$A$1806,Data!B$6:B$1806)","v":59.972000122070313},{"$f":"LOOKUP(B451,Data!$A$6:$A$1806,Data!C$6:C$1806)","v":0},null,null,null,111.99951171875,111.99951171875,null,null,0,76.009308277371474,{"$f":"AVERAGE(D$79:D451)","v":0},{"$f":"AVERAGE(M$79:M451)","v":302.9108852732424},-20.205450345498665,{"$f":"AVERAGE(P$79:P451)","v":160.53965481454065},633,null,null,null,null,null,null,0,633,-902.67247098182406,null,null,null,null,null,null,null,null,null,null,null,null,null,40098.11099536968,{"$f":"LOOKUP($AO451,Data!$A$6:$A$1806,Data!$B$6:$B$1806)","v":59.972000122070313},{"$f":"LOOKUP($AO451,Data!$A$6:$A$1806,Data!$C$6:$C$1806)","v":0},{"$f":"LOOKUP($AO451,Data!$A$6:$A$1806,Data!$D$6:$D$1806)","v":0},{"$f":"IF($AS$1=\"+\",LOOKUP($AO451,Data!$A$6:$A$1806,Data!$E$6:$E$1806)*-1,LOOKUP($AO451,Data!$A$6:$A$1806,Data!$E$6:$E$1806))","v":-223.01573181152344},{"$f":"LOOKUP($AO451,Data!$A$6:$A$1806,Data!$F$6:$F$1806)","v":0},{"$f":"LOOKUP($AO451,Data!$A$6:$A$1806,Data!$G$6:$G$1806)","v":0},{"$f":"LOOKUP($AO451,Data!$A$6:$A$1806,Data!$H$6:$H$1806)","v":0},{"$f":"LOOKUP($AO451,Data!$A$6:$A$1806,Data!$I$6:$I$1806)","v":0},{"$f":"LOOKUP($AO451,Data!$A$6:$A$1806,Data!$J$6:$J$1806)","v":-653},{"$f":"LOOKUP($AO451,Data!$A$6:$A$1806,Data!$K$6:$K$1806)","v":7775.22},111.99951171875]
[null,40098.111018517826,{"$f":"LOOKUP(B452,Data!$A$6:$A$1806,Data!B$6:B$1806)","v":59.969001770019531},{"$f":"LOOKUP(B452,Data!$A$6:$A$1806,Data!C$6:C$1806)","v":0},null,null,null,123.992919921875,123.992919921875,null,null,0,88.002716480496474,{"$f":"AVERAGE(D$79:D452)","v":0},{"$f":"AVERAGE(M$79:M452)","v":302.33626450106931},-20.205450345498665,{"$f":"AVERAGE(P$79:P452)","v":160.05508348703384},633,null,null,null,null,null,null,0,633,-865.6593149050218,null,null,null,null,null,null,null,null,null,null,null,null,null,40098.111018517826,{"$f":"LOOKUP($AO452,Data!$A$6:$A$1806,Data!$B$6:$B$1806)","v":59.969001770019531},{"$f":"LOOKUP($AO452,Data!$A$6:$A$1806,Data!$C$6:$C$1806)","v":0},{"$f":"LOOKUP($AO452,Data!$A$6:$A$1806,Data!$D$6:$D$1806)","v":0},{"$f":"IF($AS$1=\"+\",LOOKUP($AO452,Data!$A$6:$A$1806,Data!$E$6:$E$1806)*-1,LOOKUP($AO452,Data!$A$6:$A$1806,Data!$E$6:$E$1806))","v":-223.01573181152344},{"$f":"LOOKUP($AO452,Data!$A$6:$A$1806,Data!$F$6:$F$1806)","v":0},{"$f":"LOOKUP($AO452,Data!$A$6:$A$1806,Data!$G$6:$G$1806)","v":0},{"$f":"LOOKUP($AO452,Data!$A$6:$A$1806,Data!$H$6:$H$1806)","v":0},{"$f":"LOOKUP($AO452,Data!$A$6:$A$1806,Data!$I$6:$I$1806)","v":0},{"$f":"LOOKUP($AO452,Data!$A$6:$A$1806,Data!$J$6:$J$1806)","v":-653},{"$f":"LOOKUP($AO452,Data!$A$6:$A$1806,Data!$K$6:$K$1806)","v":7775.55},123.992919921875]
[null,40098.111041665972,{"$f":"LOOKUP(B453,Data!$A$6:$A$1806,Data!B$6:B$1806)","v":59.971000671386719},{"$f":"LOOKUP(B453,Data!$A$6:$A$1806,Data!C$6:C$1806)","v":0},null,null,null,115.997314453125,115.997314453125,null,null,0,80.007111011746474,{"$f":"AVERAGE(D$79:D453)","v":0},{"$f":"AVERAGE(M$79:M453)","v":301.74338675843109},-20.205450345498665,{"$f":"AVERAGE(P$79:P453)","v":159.57310345004845},633,null,null,null,null,null,null,0,633,-889.98801011001683,null,null,null,null,null,null,null,null,null,null,null,null,null,40098.111041665972,{"$f":"LOOKUP($AO453,Data!$A$6:$A$1806,Data!$B$6:$B$1806)","v":59.971000671386719},{"$f":"LOOKUP($AO453,Data!$A$6:$A$1806,Data!$C$6:$C$1806)","v":0},{"$f":"LOOKUP($AO453,Data!$A$6:$A$1806,Data!$D$6:$D$1806)","v":0},{"$f":"IF($AS$1=\"+\",LOOKUP($AO453,Data!$A$6:$A$1806,Data!$E$6:$E$1806)*-1,LOOKUP($AO453,Data!$A$6:$A$1806,Data!$E$6:$E$1806))","v":-223.01573181152344},{"$f":"LOOKUP($AO453,Data!$A$6:$A$1806,Data!$F$6:$F$1806)","v":0},{"$f":"LOOKUP($AO453,Data!$A$6:$A$1806,Data!$G$6:$G$1806)","v":0},{"$f":"LOOKUP($AO453,Data!$A$6:$A$1806,Data!$H$6:$H$1806)","v":0},{"$f":"LOOKUP($AO453,Data!$A$6:$A$1806,Data!$I$6:$I$1806)","v":0},{"$f":"LOOKUP($AO453,Data!$A$6:$A$1806,Data!$J$6:$J$1806)","v":-653},{"$f":"LOOKUP($AO453,Data!$A$6:$A$1806,Data!$K$6:$K$1806)","v":7775.88},115.997314453125]
[null,40098.111064814118,{"$f":"LOOKUP(B454,Data!$A$6:$A$1806,Data!B$6:B$1806)","v":59.9739990234375},{"$f":"LOOKUP(B454,Data!$A$6:$A$1806,Data!C$6:C$1806)","v":0},null,null,null,104.00390625,104.00390625,null,null,0,68.013702808621474,{"$f":"AVERAGE(D$79:D454)","v":0},{"$f":"AVERAGE(M$79:M454)","v":301.12176525856455},-20.205450345498665,{"$f":"AVERAGE(P$79:P454)","v":159.09369397326034},633,null,null,null,null,null,null,0,633,-929.15792288148054,null,null,null,null,null,null,null,null,null,null,null,null,null,40098.111064814118,{"$f":"LOOKUP($AO454,Data!$A$6:$A$1806,Data!$B$6:$B$1806)","v":59.9739990234375},{"$f":"LOOKUP($AO454,Data!$A$6:$A$1806,Data!$C$6:$C$1806)","v":0},{"$f":"LOOKUP($AO454,Data!$A$6:$A$1806,Data!$D$6:$D$1806)","v":0},{"$f":"IF($AS$1=\"+\",LOOKUP($AO454,Data!$A$6:$A$1806,Data!$E$6:$E$1806)*-1,LOOKUP($AO454,Data!$A$6:$A$1806,Data!$E$6:$E$1806))","v":-223.01573181152344},{"$f":"LOOKUP($AO454,Data!$A$6:$A$1806,Data!$F$6:$F$1806)","v":0},{"$f":"LOOKUP($AO454,Data!$A$6:$A$1806,Data!$G$6:$G$1806)","v":0},{"$f":"LOOKUP($AO454,Data!$A$6:$A$1806,Data!$H$6:$H$1806)","v":0},{"$f":"LOOKUP($AO454,Data!$A$6:$A$1806,Data!$I$6:$I$1806)","v":0},{"$f":"LOOKUP($AO454,Data!$A$6:$A$1806,Data!$J$6:$J$1806)","v":-653},{"$f":"LOOKUP($AO454,Data!$A$6:$A$1806,Data!$K$6:$K$1806)","v":7776.21},104.00390625]
[null,40098.111087962265,{"$f":"LOOKUP(B455,Data!$A$6:$A$1806,Data!B$6:B$1806)","v":59.972000122070313},{"$f":"LOOKUP(B455,Data!$A$6:$A$1806,Data!C$6:C$1806)","v":0},null,null,null,111.99951171875,111.99951171875,null,null,0,76.009308277371474,{"$f":"AVERAGE(D$79:D455)","v":0},{"$f":"AVERAGE(M$79:M455)","v":300.52464998805743},-20.205450345498665,{"$f":"AVERAGE(P$79:P455)","v":158.61683454688065},633,null,null,null,null,null,null,0,633,-902.67247098182406,null,null,null,null,null,null,null,null,null,null,null,null,null,40098.111087962265,{"$f":"LOOKUP($AO455,Data!$A$6:$A$1806,Data!$B$6:$B$1806)","v":59.972000122070313},{"$f":"LOOKUP($AO455,Data!$A$6:$A$1806,Data!$C$6:$C$1806)","v":0},{"$f":"LOOKUP($AO455,Data!$A$6:$A$1806,Data!$D$6:$D$1806)","v":0},{"$f":"IF($AS$1=\"+\",LOOKUP($AO455,Data!$A$6:$A$1806,Data!$E$6:$E$1806)*-1,LOOKUP($AO455,Data!$A$6:$A$1806,Data!$E$6:$E$1806))","v":-223.01573181152344},{"$f":"LOOKUP($AO455,Data!$A$6:$A$1806,Data!$F$6:$F$1806)","v":0},{"$f":"LOOKUP($AO455,Data!$A$6:$A$1806,Data!$G$6:$G$1806)","v":0},{"$f":"LOOKUP($AO455,Data!$A$6:$A$1806,Data!$H$6:$H$1806)","v":0},{"$f":"LOOKUP($AO455,Data!$A$6:$A$1806,Data!$I$6:$I$1806)","v":0},{"$f":"LOOKUP($AO455,Data!$A$6:$A$1806,Data!$J$6:$J$1806)","v":-653},{"$f":"LOOKUP($AO455,Data!$A$6:$A$1806,Data!$K$6:$K$1806)","v":7776.54},111.99951171875]
[null,40098.111111110411,{"$f":"LOOKUP(B456,Data!$A$6:$A$1806,Data!B$6:B$1806)","v":59.972000122070313},{"$f":"LOOKUP(B456,Data!$A$6:$A$1806,Data!C$6:C$1806)","v":0},null,null,null,111.99951171875,111.99951171875,null,null,0,76.009308277371474,{"$f":"AVERAGE(D$79:D456)","v":0},{"$f":"AVERAGE(M$79:M456)","v":299.93069405760588},-20.205450345498665,{"$f":"AVERAGE(P$79:P456)","v":158.1425048787311},633,null,null,null,null,null,null,0,633,-902.67247098182406,null,null,null,null,null,null,null,null,null,null,null,null,null,40098.111111110411,{"$f":"LOOKUP($AO456,Data!$A$6:$A$1806,Data!$B$6:$B$1806)","v":59.972000122070313},{"$f":"LOOKUP($AO456,Data!$A$6:$A$1806,Data!$C$6:$C$1806)","v":0},{"$f":"LOOKUP($AO456,Data!$A$6:$A$1806,Data!$D$6:$D$1806)","v":0},{"$f":"IF($AS$1=\"+\",LOOKUP($AO456,Data!$A$6:$A$1806,Data!$E$6:$E$1806)*-1,LOOKUP($AO456,Data!$A$6:$A$1806,Data!$E$6:$E$1806))","v":-223.01573181152344},{"$f":"LOOKUP($AO456,Data!$A$6:$A$1806,Data!$F$6:$F$1806)","v":0},{"$f":"LOOKUP($AO456,Data!$A$6:$A$1806,Data!$G$6:$G$1806)","v":0},{"$f":"LOOKUP($AO456,Data!$A$6:$A$1806,Data!$H$6:$H$1806)","v":0},{"$f":"LOOKUP($AO456,Data!$A$6:$A$1806,Data!$I$6:$I$1806)","v":0},{"$f":"LOOKUP($AO456,Data!$A$6:$A$1806,Data!$J$6:$J$1806)","v":-653},{"$f":"LOOKUP($AO456,Data!$A$6:$A$1806,Data!$K$6:$K$1806)","v":7776.87},111.99951171875]
[null,40098.111134258557,{"$f":"LOOKUP(B457,Data!$A$6:$A$1806,Data!B$6:B$1806)","v":59.972000122070313},{"$f":"LOOKUP(B457,Data!$A$6:$A$1806,Data!C$6:C$1806)","v":0},null,null,null,111.99951171875,111.99951171875,null,null,0,76.009308277371474,{"$f":"AVERAGE(D$79:D457)","v":0},{"$f":"AVERAGE(M$79:M457)","v":299.33987245924112},-20.205450345498665,{"$f":"AVERAGE(P$79:P457)","v":157.6706848913654},633,null,null,null,null,null,null,0,633,-902.67247098182406,null,null,null,null,null,null,null,null,null,null,null,null,null,40098.111134258557,{"$f":"LOOKUP($AO457,Data!$A$6:$A$1806,Data!$B$6:$B$1806)","v":59.972000122070313},{"$f":"LOOKUP($AO457,Data!$A$6:$A$1806,Data!$C$6:$C$1806)","v":0},{"$f":"LOOKUP($AO457,Data!$A$6:$A$1806,Data!$D$6:$D$1806)","v":0},{"$f":"IF($AS$1=\"+\",LOOKUP($AO457,Data!$A$6:$A$1806,Data!$E$6:$E$1806)*-1,LOOKUP($AO457,Data!$A$6:$A$1806,Data!$E$6:$E$1806))","v":-223.01573181152344},{"$f":"LOOKUP($AO457,Data!$A$6:$A$1806,Data!$F$6:$F$1806)","v":0},{"$f":"LOOKUP($AO457,Data!$A$6:$A$1806,Data!$G$6:$G$1806)","v":0},{"$f":"LOOKUP($AO457,Data!$A$6:$A$1806,Data!$H$6:$H$1806)","v":0},{"$f":"LOOKUP($AO457,Data!$A$6:$A$1806,Data!$I$6:$I$1806)","v":0},{"$f":"LOOKUP($AO457,Data!$A$6:$A$1806,Data!$J$6:$J$1806)","v":-653},{"$f":"LOOKUP($AO457,Data!$A$6:$A$1806,Data!$K$6:$K$1806)","v":7777.2},111.99951171875]
[null,40098.111157406704,{"$f":"LOOKUP(B458,Data!$A$6:$A$1806,Data!B$6:B$1806)","v":59.977001190185547},{"$f":"LOOKUP(B458,Data!$A$6:$A$1806,Data!C$6:C$1806)","v":0},null,null,null,91.9952392578125,91.9952392578125,null,null,0,56.005035816433974,{"$f":"AVERAGE(D$79:D458)","v":0},{"$f":"AVERAGE(M$79:M458)","v":298.69951762597054},-20.205450345498665,{"$f":"AVERAGE(P$79:P458)","v":157.20135471923646},633,null,null,null,null,null,null,0,633,-971.99137177375064,null,null,null,null,null,null,null,null,null,null,null,null,null,40098.111157406704,{"$f":"LOOKUP($AO458,Data!$A$6:$A$1806,Data!$B$6:$B$1806)","v":59.977001190185547},{"$f":"LOOKUP($AO458,Data!$A$6:$A$1806,Data!$C$6:$C$1806)","v":0},{"$f":"LOOKUP($AO458,Data!$A$6:$A$1806,Data!$D$6:$D$1806)","v":0},{"$f":"IF($AS$1=\"+\",LOOKUP($AO458,Data!$A$6:$A$1806,Data!$E$6:$E$1806)*-1,LOOKUP($AO458,Data!$A$6:$A$1806,Data!$E$6:$E$1806))","v":-223.01573181152344},{"$f":"LOOKUP($AO458,Data!$A$6:$A$1806,Data!$F$6:$F$1806)","v":0},{"$f":"LOOKUP($AO458,Data!$A$6:$A$1806,Data!$G$6:$G$1806)","v":0},{"$f":"LOOKUP($AO458,Data!$A$6:$A$1806,Data!$H$6:$H$1806)","v":0},{"$f":"LOOKUP($AO458,Data!$A$6:$A$1806,Data!$I$6:$I$1806)","v":0},{"$f":"LOOKUP($AO458,Data!$A$6:$A$1806,Data!$J$6:$J$1806)","v":-653},{"$f":"LOOKUP($AO458,Data!$A$6:$A$1806,Data!$K$6:$K$1806)","v":7777.53},91.9952392578125]
[null,40098.11118055485,{"$f":"LOOKUP(B459,Data!$A$6:$A$1806,Data!B$6:B$1806)","v":59.981998443603516},{"$f":"LOOKUP(B459,Data!$A$6:$A$1806,Data!C$6:C$1806)","v":0},null,null,null,72.0062255859375,72.0062255859375,null,null,0,36.016022144558974,{"$f":"AVERAGE(D$79:D459)","v":0},{"$f":"AVERAGE(M$79:M459)","v":298.01005963258103},-20.205450345498665,{"$f":"AVERAGE(P$79:P459)","v":156.73449470590822},633,null,null,null,null,null,null,0,633,-1052.7754597723938,null,null,null,null,null,null,null,null,null,null,null,null,null,40098.11118055485,{"$f":"LOOKUP($AO459,Data!$A$6:$A$1806,Data!$B$6:$B$1806)","v":59.981998443603516},{"$f":"LOOKUP($AO459,Data!$A$6:$A$1806,Data!$C$6:$C$1806)","v":0},{"$f":"LOOKUP($AO459,Data!$A$6:$A$1806,Data!$D$6:$D$1806)","v":0},{"$f":"IF($AS$1=\"+\",LOOKUP($AO459,Data!$A$6:$A$1806,Data!$E$6:$E$1806)*-1,LOOKUP($AO459,Data!$A$6:$A$1806,Data!$E$6:$E$1806))","v":-223.01573181152344},{"$f":"LOOKUP($AO459,Data!$A$6:$A$1806,Data!$F$6:$F$1806)","v":0},{"$f":"LOOKUP($AO459,Data!$A$6:$A$1806,Data!$G$6:$G$1806)","v":0},{"$f":"LOOKUP($AO459,Data!$A$6:$A$1806,Data!$H$6:$H$1806)","v":0},{"$f":"LOOKUP($AO459,Data!$A$6:$A$1806,Data!$I$6:$I$1806)","v":0},{"$f":"LOOKUP($AO459,Data!$A$6:$A$1806,Data!$J$6:$J$1806)","v":-653},{"$f":"LOOKUP($AO459,Data!$A$6:$A$1806,Data!$K$6:$K$1806)","v":7777.86},72.0062255859375]
[null,40098.111203702996,{"$f":"LOOKUP(B460,Data!$A$6:$A$1806,Data!B$6:B$1806)","v":59.978000640869141},{"$f":"LOOKUP(B460,Data!$A$6:$A$1806,Data!C$6:C$1806)","v":0},null,null,null,87.9974365234375,87.9974365234375,null,null,0,52.007233082058974,{"$f":"AVERAGE(D$79:D460)","v":0},{"$f":"AVERAGE(M$79:M460)","v":297.36607317564244},-20.205450345498665,{"$f":"AVERAGE(P$79:P460)","v":156.27008540131135},633,null,null,null,null,null,null,0,633,-987.14090378423396,null,null,null,null,null,null,null,null,null,null,null,null,null,40098.111203702996,{"$f":"LOOKUP($AO460,Data!$A$6:$A$1806,Data!$B$6:$B$1806)","v":59.978000640869141},{"$f":"LOOKUP($AO460,Data!$A$6:$A$1806,Data!$C$6:$C$1806)","v":0},{"$f":"LOOKUP($AO460,Data!$A$6:$A$1806,Data!$D$6:$D$1806)","v":0},{"$f":"IF($AS$1=\"+\",LOOKUP($AO460,Data!$A$6:$A$1806,Data!$E$6:$E$1806)*-1,LOOKUP($AO460,Data!$A$6:$A$1806,Data!$E$6:$E$1806))","v":-223.01573181152344},{"$f":"LOOKUP($AO460,Data!$A$6:$A$1806,Data!$F$6:$F$1806)","v":0},{"$f":"LOOKUP($AO460,Data!$A$6:$A$1806,Data!$G$6:$G$1806)","v":0},{"$f":"LOOKUP($AO460,Data!$A$6:$A$1806,Data!$H$6:$H$1806)","v":0},{"$f":"LOOKUP($AO460,Data!$A$6:$A$1806,Data!$I$6:$I$1806)","v":0},{"$f":"LOOKUP($AO460,Data!$A$6:$A$1806,Data!$J$6:$J$1806)","v":-653},{"$f":"LOOKUP($AO460,Data!$A$6:$A$1806,Data!$K$6:$K$1806)","v":7778.19},87.9974365234375]
[null,40098.111226851142,{"$f":"LOOKUP(B461,Data!$A$6:$A$1806,Data!B$6:B$1806)","v":59.976001739501953},{"$f":"LOOKUP(B461,Data!$A$6:$A$1806,Data!C$6:C$1806)","v":0},null,null,null,95.9930419921875,95.9930419921875,null,null,0,60.002838550808974,{"$f":"AVERAGE(D$79:D461)","v":0},{"$f":"AVERAGE(M$79:M461)","v":296.74632582675252},-20.205450345498665,{"$f":"AVERAGE(P$79:P461)","v":155.80810755904221},633,null,null,null,null,null,null,0,633,-957.29980745794001,null,null,null,null,null,null,null,null,null,null,null,null,null,40098.111226851142,{"$f":"LOOKUP($AO461,Data!$A$6:$A$1806,Data!$B$6:$B$1806)","v":59.976001739501953},{"$f":"LOOKUP($AO461,Data!$A$6:$A$1806,Data!$C$6:$C$1806)","v":0},{"$f":"LOOKUP($AO461,Data!$A$6:$A$1806,Data!$D$6:$D$1806)","v":0},{"$f":"IF($AS$1=\"+\",LOOKUP($AO461,Data!$A$6:$A$1806,Data!$E$6:$E$1806)*-1,LOOKUP($AO461,Data!$A$6:$A$1806,Data!$E$6:$E$1806))","v":-223.01573181152344},{"$f":"LOOKUP($AO461,Data!$A$6:$A$1806,Data!$F$6:$F$1806)","v":0},{"$f":"LOOKUP($AO461,Data!$A$6:$A$1806,Data!$G$6:$G$1806)","v":0},{"$f":"LOOKUP($AO461,Data!$A$6:$A$1806,Data!$H$6:$H$1806)","v":0},{"$f":"LOOKUP($AO461,Data!$A$6:$A$1806,Data!$I$6:$I$1806)","v":0},{"$f":"LOOKUP($AO461,Data!$A$6:$A$1806,Data!$J$6:$J$1806)","v":-653},{"$f":"LOOKUP($AO461,Data!$A$6:$A$1806,Data!$K$6:$K$1806)","v":7778.52},95.9930419921875]
[null,40098.111249999289,{"$f":"LOOKUP(B462,Data!$A$6:$A$1806,Data!B$6:B$1806)","v":59.972999572753906},{"$f":"LOOKUP(B462,Data!$A$6:$A$1806,Data!C$6:C$1806)","v":0},null,null,null,108.001708984375,108.001708984375,null,null,0,72.011505542996474,{"$f":"AVERAGE(D$79:D462)","v":0},{"$f":"AVERAGE(M$79:M462)","v":296.16107889893027},-20.205450345498665,{"$f":"AVERAGE(P$79:P462)","v":155.34854213370397},633,null,null,null,null,null,null,0,633,-915.72372746901021,null,null,null,null,null,null,null,null,null,null,null,null,null,40098.111249999289,{"$f":"LOOKUP($AO462,Data!$A$6:$A$1806,Data!$B$6:$B$1806)","v":59.972999572753906},{"$f":"LOOKUP($AO462,Data!$A$6:$A$1806,Data!$C$6:$C$1806)","v":0},{"$f":"LOOKUP($AO462,Data!$A$6:$A$1806,Data!$D$6:$D$1806)","v":0},{"$f":"IF($AS$1=\"+\",LOOKUP($AO462,Data!$A$6:$A$1806,Data!$E$6:$E$1806)*-1,LOOKUP($AO462,Data!$A$6:$A$1806,Data!$E$6:$E$1806))","v":-223.01573181152344},{"$f":"LOOKUP($AO462,Data!$A$6:$A$1806,Data!$F$6:$F$1806)","v":0},{"$f":"LOOKUP($AO462,Data!$A$6:$A$1806,Data!$G$6:$G$1806)","v":0},{"$f":"LOOKUP($AO462,Data!$A$6:$A$1806,Data!$H$6:$H$1806)","v":0},{"$f":"LOOKUP($AO462,Data!$A$6:$A$1806,Data!$I$6:$I$1806)","v":0},{"$f":"LOOKUP($AO462,Data!$A$6:$A$1806,Data!$J$6:$J$1806)","v":-653},{"$f":"LOOKUP($AO462,Data!$A$6:$A$1806,Data!$K$6:$K$1806)","v":7778.85},108.001708984375]
[null,40098.111273147435,{"$f":"LOOKUP(B463,Data!$A$6:$A$1806,Data!B$6:B$1806)","v":59.9739990234375},{"$f":"LOOKUP(B463,Data!$A$6:$A$1806,Data!C$6:C$1806)","v":0},null,null,null,104.00390625,104.00390625,null,null,0,68.013702808621474,{"$f":"AVERAGE(D$79:D463)","v":0},{"$f":"AVERAGE(M$79:M463)","v":295.5684883116827},-20.205450345498665,{"$f":"AVERAGE(P$79:P463)","v":154.89137027828937},633,null,null,null,null,null,null,0,633,-929.15792288148054,null,null,null,null,null,null,null,null,null,null,null,null,null,40098.111273147435,{"$f":"LOOKUP($AO463,Data!$A$6:$A$1806,Data!$B$6:$B$1806)","v":59.9739990234375},{"$f":"LOOKUP($AO463,Data!$A$6:$A$1806,Data!$C$6:$C$1806)","v":0},{"$f":"LOOKUP($AO463,Data!$A$6:$A$1806,Data!$D$6:$D$1806)","v":0},{"$f":"IF($AS$1=\"+\",LOOKUP($AO463,Data!$A$6:$A$1806,Data!$E$6:$E$1806)*-1,LOOKUP($AO463,Data!$A$6:$A$1806,Data!$E$6:$E$1806))","v":-223.01573181152344},{"$f":"LOOKUP($AO463,Data!$A$6:$A$1806,Data!$F$6:$F$1806)","v":0},{"$f":"LOOKUP($AO463,Data!$A$6:$A$1806,Data!$G$6:$G$1806)","v":0},{"$f":"LOOKUP($AO463,Data!$A$6:$A$1806,Data!$H$6:$H$1806)","v":0},{"$f":"LOOKUP($AO463,Data!$A$6:$A$1806,Data!$I$6:$I$1806)","v":0},{"$f":"LOOKUP($AO463,Data!$A$6:$A$1806,Data!$J$6:$J$1806)","v":-653},{"$f":"LOOKUP($AO463,Data!$A$6:$A$1806,Data!$K$6:$K$1806)","v":7779.18},104.00390625]
[null,40098.111296295581,{"$f":"LOOKUP(B464,Data!$A$6:$A$1806,Data!B$6:B$1806)","v":59.977001190185547},{"$f":"LOOKUP(B464,Data!$A$6:$A$1806,Data!C$6:C$1806)","v":0},null,null,null,91.9952392578125,91.9952392578125,null,null,{"$f":"IF(B464>G$3,0,(K$21*0.000023148/K$22))","v":0},{"$f":"M463+L464+(I464-I463)","v":56.005035816433974},{"$f":"AVERAGE(D$79:D464)","v":0},{"$f":"AVERAGE(M$79:M464)","v":294.94785760573643},-20.205450345498665,{"$f":"AVERAGE(P$79:P464)","v":154.4365733416042},633,null,null,null,null,null,null,0,633,{"$f":"Z464/((C464-G$4)*10)","v":-971.99137177375064},null,null,null,null,null,null,null,null,null,null,null,null,null,40098.111296295581,{"$f":"LOOKUP($AO464,Data!$A$6:$A$1806,Data!$B$6:$B$1806)","v":59.977001190185547},{"$f":"LOOKUP($AO464,Data!$A$6:$A$1806,Data!$C$6:$C$1806)","v":0},{"$f":"LOOKUP($AO464,Data!$A$6:$A$1806,Data!$D$6:$D$1806)","v":0},{"$f":"IF($AS$1=\"+\",LOOKUP($AO464,Data!$A$6:$A$1806,Data!$E$6:$E$1806)*-1,LOOKUP($AO464,Data!$A$6:$A$1806,Data!$E$6:$E$1806))","v":-223.01573181152344},{"$f":"LOOKUP($AO464,Data!$A$6:$A$1806,Data!$F$6:$F$1806)","v":0},{"$f":"LOOKUP($AO464,Data!$A$6:$A$1806,Data!$G$6:$G$1806)","v":0},{"$f":"LOOKUP($AO464,Data!$A$6:$A$1806,Data!$H$6:$H$1806)","v":0},{"$f":"LOOKUP($AO464,Data!$A$6:$A$1806,Data!$I$6:$I$1806)","v":0},{"$f":"LOOKUP($AO464,Data!$A$6:$A$1806,Data!$J$6:$J$1806)","v":-653},{"$f":"LOOKUP($AO464,Data!$A$6:$A$1806,Data!$K$6:$K$1806)","v":7779.51},91.9952392578125]
[null,40098.111319443728,{"$f":"LOOKUP(B465,Data!$A$6:$A$1806,Data!B$6:B$1806)","v":59.977001190185547},{"$f":"LOOKUP(B465,Data!$A$6:$A$1806,Data!C$6:C$1806)","v":0},null,null,null,91.9952392578125,91.9952392578125,null,null,0,56.005035816433974,{"$f":"AVERAGE(D$79:D465)","v":0},{"$f":"AVERAGE(M$79:M465)","v":294.33043429361936},-20.205450345498665,{"$f":"AVERAGE(P$79:P465)","v":153.98413286573088},{"$f":"R$41","v":633},null,null,null,null,null,null,0,633,-971.99137177375064,null,null,null,null,null,null,null,null,null,null,null,null,null,{"$f":"AO464+TIME(0,0,$B$1)","v":40098.111319443728},{"$f":"LOOKUP($AO465,Data!$A$6:$A$1806,Data!$B$6:$B$1806)","v":59.977001190185547},{"$f":"LOOKUP($AO465,Data!$A$6:$A$1806,Data!$C$6:$C$1806)","v":0},{"$f":"LOOKUP($AO465,Data!$A$6:$A$1806,Data!$D$6:$D$1806)","v":0},{"$f":"IF($AS$1=\"+\",LOOKUP($AO465,Data!$A$6:$A$1806,Data!$E$6:$E$1806)*-1,LOOKUP($AO465,Data!$A$6:$A$1806,Data!$E$6:$E$1806))","v":-223.01573181152344},{"$f":"LOOKUP($AO465,Data!$A$6:$A$1806,Data!$F$6:$F$1806)","v":0},{"$f":"LOOKUP($AO465,Data!$A$6:$A$1806,Data!$G$6:$G$1806)","v":0},{"$f":"LOOKUP($AO465,Data!$A$6:$A$1806,Data!$H$6:$H$1806)","v":0},{"$f":"LOOKUP($AO465,Data!$A$6:$A$1806,Data!$I$6:$I$1806)","v":0},{"$f":"LOOKUP($AO465,Data!$A$6:$A$1806,Data!$J$6:$J$1806)","v":-653},{"$f":"LOOKUP($AO465,Data!$A$6:$A$1806,Data!$K$6:$K$1806)","v":7779.84},91.9952392578125]
[null,40098.111342591874,{"$f":"LOOKUP(B466,Data!$A$6:$A$1806,Data!B$6:B$1806)","v":59.978000640869141},{"$f":"LOOKUP(B466,Data!$A$6:$A$1806,Data!C$6:C$1806)","v":0},null,null,null,87.9974365234375,87.9974365234375,null,null,0,52.007233082058974,{"$f":"AVERAGE(D$79:D466)","v":0},{"$f":"AVERAGE(M$79:M466)","v":293.70588996059985},{"$f":"P465+L466","v":-20.205450345498665},{"$f":"AVERAGE(P$79:P466)","v":153.53403058353132},633,null,null,null,null,null,null,0,633,-987.14090378423396,null,null,null,null,null,null,null,null,null,null,null,null,null,40098.111342591874,{"$f":"LOOKUP($AO466,Data!$A$6:$A$1806,Data!$B$6:$B$1806)","v":59.978000640869141},{"$f":"LOOKUP($AO466,Data!$A$6:$A$1806,Data!$C$6:$C$1806)","v":0},{"$f":"LOOKUP($AO466,Data!$A$6:$A$1806,Data!$D$6:$D$1806)","v":0},{"$f":"IF($AS$1=\"+\",LOOKUP($AO466,Data!$A$6:$A$1806,Data!$E$6:$E$1806)*-1,LOOKUP($AO466,Data!$A$6:$A$1806,Data!$E$6:$E$1806))","v":-223.01573181152344},{"$f":"LOOKUP($AO466,Data!$A$6:$A$1806,Data!$F$6:$F$1806)","v":0},{"$f":"LOOKUP($AO466,Data!$A$6:$A$1806,Data!$G$6:$G$1806)","v":0},{"$f":"LOOKUP($AO466,Data!$A$6:$A$1806,Data!$H$6:$H$1806)","v":0},{"$f":"LOOKUP($AO466,Data!$A$6:$A$1806,Data!$I$6:$I$1806)","v":0},{"$f":"LOOKUP($AO466,Data!$A$6:$A$1806,Data!$J$6:$J$1806)","v":-653},{"$f":"LOOKUP($AO466,Data!$A$6:$A$1806,Data!$K$6:$K$1806)","v":7780.17},87.9974365234375]
[null,40098.11136574002,{"$f":"LOOKUP(B467,Data!$A$6:$A$1806,Data!B$6:B$1806)","v":59.979000091552734},{"$f":"LOOKUP(B467,Data!$A$6:$A$1806,Data!C$6:C$1806)","v":0},null,null,null,83.9996337890625,83.9996337890625,null,null,0,48.009430347683974,{"$f":"AVERAGE(D$79:D467)","v":0},{"$f":"AVERAGE(M$79:M467)","v":293.07427952457692},-20.205450345498665,{"$f":"AVERAGE(P$79:P467)","v":153.08624841618845},633,null,null,null,null,null,null,0,633,-1002.7701562889495,null,null,null,null,null,null,null,null,null,null,null,null,null,40098.11136574002,{"$f":"LOOKUP($AO467,Data!$A$6:$A$1806,Data!$B$6:$B$1806)","v":59.979000091552734},{"$f":"LOOKUP($AO467,Data!$A$6:$A$1806,Data!$C$6:$C$1806)","v":0},{"$f":"LOOKUP($AO467,Data!$A$6:$A$1806,Data!$D$6:$D$1806)","v":0},{"$f":"IF($AS$1=\"+\",LOOKUP($AO467,Data!$A$6:$A$1806,Data!$E$6:$E$1806)*-1,LOOKUP($AO467,Data!$A$6:$A$1806,Data!$E$6:$E$1806))","v":-223.01573181152344},{"$f":"LOOKUP($AO467,Data!$A$6:$A$1806,Data!$F$6:$F$1806)","v":0},{"$f":"LOOKUP($AO467,Data!$A$6:$A$1806,Data!$G$6:$G$1806)","v":0},{"$f":"LOOKUP($AO467,Data!$A$6:$A$1806,Data!$H$6:$H$1806)","v":0},{"$f":"LOOKUP($AO467,Data!$A$6:$A$1806,Data!$I$6:$I$1806)","v":0},{"$f":"LOOKUP($AO467,Data!$A$6:$A$1806,Data!$J$6:$J$1806)","v":-653},{"$f":"LOOKUP($AO467,Data!$A$6:$A$1806,Data!$K$6:$K$1806)","v":7780.5},83.9996337890625]
[null,40098.111388888166,{"$f":"LOOKUP(B468,Data!$A$6:$A$1806,Data!B$6:B$1806)","v":59.980998992919922},{"$f":"LOOKUP(B468,Data!$A$6:$A$1806,Data!C$6:C$1806)","v":0},null,null,null,76.0040283203125,76.0040283203125,null,null,0,40.013824878933974,{"$f":"AVERAGE(D$79:D468)","v":0},{"$f":"AVERAGE(M$79:M468)","v":292.42540656394709},-20.205450345498665,{"$f":"AVERAGE(P$79:P468)","v":152.64076847078567},633,null,null,null,null,null,null,0,633,-1035.5619474066043,null,null,null,null,null,null,null,null,null,null,null,null,null,40098.111388888166,{"$f":"LOOKUP($AO468,Data!$A$6:$A$1806,Data!$B$6:$B$1806)","v":59.980998992919922},{"$f":"LOOKUP($AO468,Data!$A$6:$A$1806,Data!$C$6:$C$1806)","v":0},{"$f":"LOOKUP($AO468,Data!$A$6:$A$1806,Data!$D$6:$D$1806)","v":0},{"$f":"IF($AS$1=\"+\",LOOKUP($AO468,Data!$A$6:$A$1806,Data!$E$6:$E$1806)*-1,LOOKUP($AO468,Data!$A$6:$A$1806,Data!$E$6:$E$1806))","v":-223.01573181152344},{"$f":"LOOKUP($AO468,Data!$A$6:$A$1806,Data!$F$6:$F$1806)","v":0},{"$f":"LOOKUP($AO468,Data!$A$6:$A$1806,Data!$G$6:$G$1806)","v":0},{"$f":"LOOKUP($AO468,Data!$A$6:$A$1806,Data!$H$6:$H$1806)","v":0},{"$f":"LOOKUP($AO468,Data!$A$6:$A$1806,Data!$I$6:$I$1806)","v":0},{"$f":"LOOKUP($AO468,Data!$A$6:$A$1806,Data!$J$6:$J$1806)","v":-653},{"$f":"LOOKUP($AO468,Data!$A$6:$A$1806,Data!$K$6:$K$1806)","v":7780.83},76.0040283203125]
[null,40098.111412036313,{"$f":"LOOKUP(B469,Data!$A$6:$A$1806,Data!B$6:B$1806)","v":59.977001190185547},{"$f":"LOOKUP(B469,Data!$A$6:$A$1806,Data!C$6:C$1806)","v":0},null,null,null,91.9952392578125,91.9952392578125,null,null,0,56.005035816433974,{"$f":"AVERAGE(D$79:D469)","v":0},{"$f":"AVERAGE(M$79:M469)","v":291.82075088428593},-20.205450345498665,{"$f":"AVERAGE(P$79:P469)","v":152.19757303792338},633,null,null,null,null,null,null,0,633,-971.99137177375064,null,null,null,null,null,null,null,null,null,null,null,null,null,40098.111412036313,{"$f":"LOOKUP($AO469,Data!$A$6:$A$1806,Data!$B$6:$B$1806)","v":59.977001190185547},{"$f":"LOOKUP($AO469,Data!$A$6:$A$1806,Data!$C$6:$C$1806)","v":0},{"$f":"LOOKUP($AO469,Data!$A$6:$A$1806,Data!$D$6:$D$1806)","v":0},{"$f":"IF($AS$1=\"+\",LOOKUP($AO469,Data!$A$6:$A$1806,Data!$E$6:$E$1806)*-1,LOOKUP($AO469,Data!$A$6:$A$1806,Data!$E$6:$E$1806))","v":-223.01573181152344},{"$f":"LOOKUP($AO469,Data!$A$6:$A$1806,Data!$F$6:$F$1806)","v":0},{"$f":"LOOKUP($AO469,Data!$A$6:$A$1806,Data!$G$6:$G$1806)","v":0},{"$f":"LOOKUP($AO469,Data!$A$6:$A$1806,Data!$H$6:$H$1806)","v":0},{"$f":"LOOKUP($AO469,Data!$A$6:$A$1806,Data!$I$6:$I$1806)","v":0},{"$f":"LOOKUP($AO469,Data!$A$6:$A$1806,Data!$J$6:$J$1806)","v":-653},{"$f":"LOOKUP($AO469,Data!$A$6:$A$1806,Data!$K$6:$K$1806)","v":7781.16},91.9952392578125]
[null,40098.111435184459,{"$f":"LOOKUP(B470,Data!$A$6:$A$1806,Data!B$6:B$1806)","v":59.9739990234375},{"$f":"LOOKUP(B470,Data!$A$6:$A$1806,Data!C$6:C$1806)","v":0},null,null,null,104.00390625,104.00390625,null,null,0,68.013702808621474,{"$f":"AVERAGE(D$79:D470)","v":0},{"$f":"AVERAGE(M$79:M470)","v":291.24981453715412},-20.205450345498665,{"$f":"AVERAGE(P$79:P470)","v":151.75664458937243},633,null,null,null,null,null,null,0,633,-929.15792288148054,null,null,null,null,null,null,null,null,null,null,null,null,null,40098.111435184459,{"$f":"LOOKUP($AO470,Data!$A$6:$A$1806,Data!$B$6:$B$1806)","v":59.9739990234375},{"$f":"LOOKUP($AO470,Data!$A$6:$A$1806,Data!$C$6:$C$1806)","v":0},{"$f":"LOOKUP($AO470,Data!$A$6:$A$1806,Data!$D$6:$D$1806)","v":0},{"$f":"IF($AS$1=\"+\",LOOKUP($AO470,Data!$A$6:$A$1806,Data!$E$6:$E$1806)*-1,LOOKUP($AO470,Data!$A$6:$A$1806,Data!$E$6:$E$1806))","v":-223.01573181152344},{"$f":"LOOKUP($AO470,Data!$A$6:$A$1806,Data!$F$6:$F$1806)","v":0},{"$f":"LOOKUP($AO470,Data!$A$6:$A$1806,Data!$G$6:$G$1806)","v":0},{"$f":"LOOKUP($AO470,Data!$A$6:$A$1806,Data!$H$6:$H$1806)","v":0},{"$f":"LOOKUP($AO470,Data!$A$6:$A$1806,Data!$I$6:$I$1806)","v":0},{"$f":"LOOKUP($AO470,Data!$A$6:$A$1806,Data!$J$6:$J$1806)","v":-653},{"$f":"LOOKUP($AO470,Data!$A$6:$A$1806,Data!$K$6:$K$1806)","v":7781.49},104.00390625]
[null,40098.111458332605,{"$f":"LOOKUP(B471,Data!$A$6:$A$1806,Data!B$6:B$1806)","v":59.971000671386719},{"$f":"LOOKUP(B471,Data!$A$6:$A$1806,Data!C$6:C$1806)","v":0},null,null,null,115.997314453125,115.997314453125,null,null,0,80.007111011746474,{"$f":"AVERAGE(D$79:D471)","v":0},{"$f":"AVERAGE(M$79:M471)","v":290.71230129663144},-20.205450345498665,{"$f":"AVERAGE(P$79:P471)","v":151.31796577576307},633,null,null,null,null,null,null,0,633,-889.98801011001683,null,null,null,null,null,null,null,null,null,null,null,null,null,40098.111458332605,{"$f":"LOOKUP($AO471,Data!$A$6:$A$1806,Data!$B$6:$B$1806)","v":59.971000671386719},{"$f":"LOOKUP($AO471,Data!$A$6:$A$1806,Data!$C$6:$C$1806)","v":0},{"$f":"LOOKUP($AO471,Data!$A$6:$A$1806,Data!$D$6:$D$1806)","v":0},{"$f":"IF($AS$1=\"+\",LOOKUP($AO471,Data!$A$6:$A$1806,Data!$E$6:$E$1806)*-1,LOOKUP($AO471,Data!$A$6:$A$1806,Data!$E$6:$E$1806))","v":-223.01573181152344},{"$f":"LOOKUP($AO471,Data!$A$6:$A$1806,Data!$F$6:$F$1806)","v":0},{"$f":"LOOKUP($AO471,Data!$A$6:$A$1806,Data!$G$6:$G$1806)","v":0},{"$f":"LOOKUP($AO471,Data!$A$6:$A$1806,Data!$H$6:$H$1806)","v":0},{"$f":"LOOKUP($AO471,Data!$A$6:$A$1806,Data!$I$6:$I$1806)","v":0},{"$f":"LOOKUP($AO471,Data!$A$6:$A$1806,Data!$J$6:$J$1806)","v":-653},{"$f":"LOOKUP($AO471,Data!$A$6:$A$1806,Data!$K$6:$K$1806)","v":7781.82},115.997314453125]
[null,40098.111481480752,{"$f":"LOOKUP(B472,Data!$A$6:$A$1806,Data!B$6:B$1806)","v":59.971000671386719},{"$f":"LOOKUP(B472,Data!$A$6:$A$1806,Data!C$6:C$1806)","v":0},null,null,null,115.997314453125,115.997314453125,null,null,0,80.007111011746474,{"$f":"AVERAGE(D$79:D472)","v":0},{"$f":"AVERAGE(M$79:M472)","v":290.17751654971545},-20.205450345498665,{"$f":"AVERAGE(P$79:P472)","v":150.88151942430946},633,null,null,null,null,null,null,0,633,-889.98801011001683,null,null,null,null,null,null,null,null,null,null,null,null,null,40098.111481480752,{"$f":"LOOKUP($AO472,Data!$A$6:$A$1806,Data!$B$6:$B$1806)","v":59.971000671386719},{"$f":"LOOKUP($AO472,Data!$A$6:$A$1806,Data!$C$6:$C$1806)","v":0},{"$f":"LOOKUP($AO472,Data!$A$6:$A$1806,Data!$D$6:$D$1806)","v":0},{"$f":"IF($AS$1=\"+\",LOOKUP($AO472,Data!$A$6:$A$1806,Data!$E$6:$E$1806)*-1,LOOKUP($AO472,Data!$A$6:$A$1806,Data!$E$6:$E$1806))","v":-223.01573181152344},{"$f":"LOOKUP($AO472,Data!$A$6:$A$1806,Data!$F$6:$F$1806)","v":0},{"$f":"LOOKUP($AO472,Data!$A$6:$A$1806,Data!$G$6:$G$1806)","v":0},{"$f":"LOOKUP($AO472,Data!$A$6:$A$1806,Data!$H$6:$H$1806)","v":0},{"$f":"LOOKUP($AO472,Data!$A$6:$A$1806,Data!$I$6:$I$1806)","v":0},{"$f":"LOOKUP($AO472,Data!$A$6:$A$1806,Data!$J$6:$J$1806)","v":-653},{"$f":"LOOKUP($AO472,Data!$A$6:$A$1806,Data!$K$6:$K$1806)","v":7782.15},115.997314453125]
[null,40098.111504628898,{"$f":"LOOKUP(B473,Data!$A$6:$A$1806,Data!B$6:B$1806)","v":59.971000671386719},{"$f":"LOOKUP(B473,Data!$A$6:$A$1806,Data!C$6:C$1806)","v":0},null,null,null,115.997314453125,115.997314453125,null,null,0,80.007111011746474,{"$f":"AVERAGE(D$79:D473)","v":0},{"$f":"AVERAGE(M$79:M473)","v":289.64543957366993},-20.205450345498665,{"$f":"AVERAGE(P$79:P473)","v":150.44728853656883},633,null,null,null,null,null,null,0,633,-889.98801011001683,null,null,null,null,null,null,null,null,null,null,null,null,null,40098.111504628898,{"$f":"LOOKUP($AO473,Data!$A$6:$A$1806,Data!$B$6:$B$1806)","v":59.971000671386719},{"$f":"LOOKUP($AO473,Data!$A$6:$A$1806,Data!$C$6:$C$1806)","v":0},{"$f":"LOOKUP($AO473,Data!$A$6:$A$1806,Data!$D$6:$D$1806)","v":0},{"$f":"IF($AS$1=\"+\",LOOKUP($AO473,Data!$A$6:$A$1806,Data!$E$6:$E$1806)*-1,LOOKUP($AO473,Data!$A$6:$A$1806,Data!$E$6:$E$1806))","v":-223.01573181152344},{"$f":"LOOKUP($AO473,Data!$A$6:$A$1806,Data!$F$6:$F$1806)","v":0},{"$f":"LOOKUP($AO473,Data!$A$6:$A$1806,Data!$G$6:$G$1806)","v":0},{"$f":"LOOKUP($AO473,Data!$A$6:$A$1806,Data!$H$6:$H$1806)","v":0},{"$f":"LOOKUP($AO473,Data!$A$6:$A$1806,Data!$I$6:$I$1806)","v":0},{"$f":"LOOKUP($AO473,Data!$A$6:$A$1806,Data!$J$6:$J$1806)","v":-653},{"$f":"LOOKUP($AO473,Data!$A$6:$A$1806,Data!$K$6:$K$1806)","v":7782.48},115.997314453125]
[null,40098.111527777044,{"$f":"LOOKUP(B474,Data!$A$6:$A$1806,Data!B$6:B$1806)","v":59.972000122070313},{"$f":"LOOKUP(B474,Data!$A$6:$A$1806,Data!C$6:C$1806)","v":0},null,null,null,111.99951171875,111.99951171875,null,null,0,76.009308277371474,{"$f":"AVERAGE(D$79:D474)","v":0},{"$f":"AVERAGE(M$79:M474)","v":289.10595439362879},-20.205450345498665,{"$f":"AVERAGE(P$79:P474)","v":150.01525628623449},633,null,null,null,null,null,null,0,633,-902.67247098182406,null,null,null,null,null,null,null,null,null,null,null,null,null,40098.111527777044,{"$f":"LOOKUP($AO474,Data!$A$6:$A$1806,Data!$B$6:$B$1806)","v":59.972000122070313},{"$f":"LOOKUP($AO474,Data!$A$6:$A$1806,Data!$C$6:$C$1806)","v":0},{"$f":"LOOKUP($AO474,Data!$A$6:$A$1806,Data!$D$6:$D$1806)","v":0},{"$f":"IF($AS$1=\"+\",LOOKUP($AO474,Data!$A$6:$A$1806,Data!$E$6:$E$1806)*-1,LOOKUP($AO474,Data!$A$6:$A$1806,Data!$E$6:$E$1806))","v":-223.01573181152344},{"$f":"LOOKUP($AO474,Data!$A$6:$A$1806,Data!$F$6:$F$1806)","v":0},{"$f":"LOOKUP($AO474,Data!$A$6:$A$1806,Data!$G$6:$G$1806)","v":0},{"$f":"LOOKUP($AO474,Data!$A$6:$A$1806,Data!$H$6:$H$1806)","v":0},{"$f":"LOOKUP($AO474,Data!$A$6:$A$1806,Data!$I$6:$I$1806)","v":0},{"$f":"LOOKUP($AO474,Data!$A$6:$A$1806,Data!$J$6:$J$1806)","v":-653},{"$f":"LOOKUP($AO474,Data!$A$6:$A$1806,Data!$K$6:$K$1806)","v":7782.81},111.99951171875]
[null,40098.11155092519,{"$f":"LOOKUP(B475,Data!$A$6:$A$1806,Data!B$6:B$1806)","v":59.967998504638672},{"$f":"LOOKUP(B475,Data!$A$6:$A$1806,Data!C$6:C$1806)","v":0},null,null,null,128.0059814453125,128.0059814453125,null,null,0,92.015778003933974,{"$f":"AVERAGE(D$79:D475)","v":0},{"$f":"AVERAGE(M$79:M475)","v":288.60950558660181},-20.205450345498665,{"$f":"AVERAGE(P$79:P475)","v":149.58540601696242},633,null,null,null,null,null,null,0,633,-853.94308063426718,null,null,null,null,null,null,null,null,null,null,null,null,null,40098.11155092519,{"$f":"LOOKUP($AO475,Data!$A$6:$A$1806,Data!$B$6:$B$1806)","v":59.967998504638672},{"$f":"LOOKUP($AO475,Data!$A$6:$A$1806,Data!$C$6:$C$1806)","v":0},{"$f":"LOOKUP($AO475,Data!$A$6:$A$1806,Data!$D$6:$D$1806)","v":0},{"$f":"IF($AS$1=\"+\",LOOKUP($AO475,Data!$A$6:$A$1806,Data!$E$6:$E$1806)*-1,LOOKUP($AO475,Data!$A$6:$A$1806,Data!$E$6:$E$1806))","v":-223.01573181152344},{"$f":"LOOKUP($AO475,Data!$A$6:$A$1806,Data!$F$6:$F$1806)","v":0},{"$f":"LOOKUP($AO475,Data!$A$6:$A$1806,Data!$G$6:$G$1806)","v":0},{"$f":"LOOKUP($AO475,Data!$A$6:$A$1806,Data!$H$6:$H$1806)","v":0},{"$f":"LOOKUP($AO475,Data!$A$6:$A$1806,Data!$I$6:$I$1806)","v":0},{"$f":"LOOKUP($AO475,Data!$A$6:$A$1806,Data!$J$6:$J$1806)","v":-653},{"$f":"LOOKUP($AO475,Data!$A$6:$A$1806,Data!$K$6:$K$1806)","v":7783.14},128.0059814453125]
[null,40098.111574073337,{"$f":"LOOKUP(B476,Data!$A$6:$A$1806,Data!B$6:B$1806)","v":59.965999603271484},{"$f":"LOOKUP(B476,Data!$A$6:$A$1806,Data!C$6:C$1806)","v":0},null,null,null,136.0015869140625,136.0015869140625,null,null,0,100.01138347268397,{"$f":"AVERAGE(D$79:D476)","v":0},{"$f":"AVERAGE(M$79:M476)","v":288.13564095817492},-20.205450345498665,{"$f":"AVERAGE(P$79:P476)","v":149.15772124023079},633,null,null,null,null,null,null,0,633,-831.5203016655496,null,null,null,null,null,null,null,null,null,null,null,null,null,40098.111574073337,{"$f":"LOOKUP($AO476,Data!$A$6:$A$1806,Data!$B$6:$B$1806)","v":59.965999603271484},{"$f":"LOOKUP($AO476,Data!$A$6:$A$1806,Data!$C$6:$C$1806)","v":0},{"$f":"LOOKUP($AO476,Data!$A$6:$A$1806,Data!$D$6:$D$1806)","v":0},{"$f":"IF($AS$1=\"+\",LOOKUP($AO476,Data!$A$6:$A$1806,Data!$E$6:$E$1806)*-1,LOOKUP($AO476,Data!$A$6:$A$1806,Data!$E$6:$E$1806))","v":-223.01573181152344},{"$f":"LOOKUP($AO476,Data!$A$6:$A$1806,Data!$F$6:$F$1806)","v":0},{"$f":"LOOKUP($AO476,Data!$A$6:$A$1806,Data!$G$6:$G$1806)","v":0},{"$f":"LOOKUP($AO476,Data!$A$6:$A$1806,Data!$H$6:$H$1806)","v":0},{"$f":"LOOKUP($AO476,Data!$A$6:$A$1806,Data!$I$6:$I$1806)","v":0},{"$f":"LOOKUP($AO476,Data!$A$6:$A$1806,Data!$J$6:$J$1806)","v":-653},{"$f":"LOOKUP($AO476,Data!$A$6:$A$1806,Data!$K$6:$K$1806)","v":7783.47},136.0015869140625]
[null,40098.111597221483,{"$f":"LOOKUP(B477,Data!$A$6:$A$1806,Data!B$6:B$1806)","v":59.965999603271484},{"$f":"LOOKUP(B477,Data!$A$6:$A$1806,Data!C$6:C$1806)","v":0},null,null,null,136.0015869140625,136.0015869140625,null,null,0,100.01138347268397,{"$f":"AVERAGE(D$79:D477)","v":0},{"$f":"AVERAGE(M$79:M477)","v":287.66415159104332},-20.205450345498665,{"$f":"AVERAGE(P$79:P477)","v":148.73218563323147},633,null,null,null,null,null,null,0,633,-831.5203016655496,null,null,null,null,null,null,null,null,null,null,null,null,null,40098.111597221483,{"$f":"LOOKUP($AO477,Data!$A$6:$A$1806,Data!$B$6:$B$1806)","v":59.965999603271484},{"$f":"LOOKUP($AO477,Data!$A$6:$A$1806,Data!$C$6:$C$1806)","v":0},{"$f":"LOOKUP($AO477,Data!$A$6:$A$1806,Data!$D$6:$D$1806)","v":0},{"$f":"IF($AS$1=\"+\",LOOKUP($AO477,Data!$A$6:$A$1806,Data!$E$6:$E$1806)*-1,LOOKUP($AO477,Data!$A$6:$A$1806,Data!$E$6:$E$1806))","v":-223.01573181152344},{"$f":"LOOKUP($AO477,Data!$A$6:$A$1806,Data!$F$6:$F$1806)","v":0},{"$f":"LOOKUP($AO477,Data!$A$6:$A$1806,Data!$G$6:$G$1806)","v":0},{"$f":"LOOKUP($AO477,Data!$A$6:$A$1806,Data!$H$6:$H$1806)","v":0},{"$f":"LOOKUP($AO477,Data!$A$6:$A$1806,Data!$I$6:$I$1806)","v":0},{"$f":"LOOKUP($AO477,Data!$A$6:$A$1806,Data!$J$6:$J$1806)","v":-653},{"$f":"LOOKUP($AO477,Data!$A$6:$A$1806,Data!$K$6:$K$1806)","v":7783.8},136.0015869140625]
[null,40098.111620369629,{"$f":"LOOKUP(B478,Data!$A$6:$A$1806,Data!B$6:B$1806)","v":59.971000671386719},{"$f":"LOOKUP(B478,Data!$A$6:$A$1806,Data!C$6:C$1806)","v":0},null,null,null,115.997314453125,115.997314453125,null,null,0,80.007111011746474,{"$f":"AVERAGE(D$79:D478)","v":0},{"$f":"AVERAGE(M$79:M478)","v":287.14500898959506},-20.205450345498665,{"$f":"AVERAGE(P$79:P478)","v":148.30878303679353},633,null,null,null,null,null,null,0,633,-889.98801011001683,null,null,null,null,null,null,null,null,null,null,null,null,null,40098.111620369629,{"$f":"LOOKUP($AO478,Data!$A$6:$A$1806,Data!$B$6:$B$1806)","v":59.971000671386719},{"$f":"LOOKUP($AO478,Data!$A$6:$A$1806,Data!$C$6:$C$1806)","v":0},{"$f":"LOOKUP($AO478,Data!$A$6:$A$1806,Data!$D$6:$D$1806)","v":0},{"$f":"IF($AS$1=\"+\",LOOKUP($AO478,Data!$A$6:$A$1806,Data!$E$6:$E$1806)*-1,LOOKUP($AO478,Data!$A$6:$A$1806,Data!$E$6:$E$1806))","v":-223.01573181152344},{"$f":"LOOKUP($AO478,Data!$A$6:$A$1806,Data!$F$6:$F$1806)","v":0},{"$f":"LOOKUP($AO478,Data!$A$6:$A$1806,Data!$G$6:$G$1806)","v":0},{"$f":"LOOKUP($AO478,Data!$A$6:$A$1806,Data!$H$6:$H$1806)","v":0},{"$f":"LOOKUP($AO478,Data!$A$6:$A$1806,Data!$I$6:$I$1806)","v":0},{"$f":"LOOKUP($AO478,Data!$A$6:$A$1806,Data!$J$6:$J$1806)","v":-653},{"$f":"LOOKUP($AO478,Data!$A$6:$A$1806,Data!$K$6:$K$1806)","v":7784.13},115.997314453125]
[null,40098.111643517776,{"$f":"LOOKUP(B479,Data!$A$6:$A$1806,Data!B$6:B$1806)","v":59.972999572753906},{"$f":"LOOKUP(B479,Data!$A$6:$A$1806,Data!C$6:C$1806)","v":0},null,null,null,108.001708984375,108.001708984375,null,null,0,72.011505542996474,{"$f":"AVERAGE(D$79:D479)","v":0},{"$f":"AVERAGE(M$79:M479)","v":286.60851646229685},-20.205450345498665,{"$f":"AVERAGE(P$79:P479)","v":147.8874974533378},633,null,null,null,null,null,null,0,633,-915.72372746901021,null,null,null,null,null,null,null,null,null,null,null,null,null,40098.111643517776,{"$f":"LOOKUP($AO479,Data!$A$6:$A$1806,Data!$B$6:$B$1806)","v":59.972999572753906},{"$f":"LOOKUP($AO479,Data!$A$6:$A$1806,Data!$C$6:$C$1806)","v":0},{"$f":"LOOKUP($AO479,Data!$A$6:$A$1806,Data!$D$6:$D$1806)","v":0},{"$f":"IF($AS$1=\"+\",LOOKUP($AO479,Data!$A$6:$A$1806,Data!$E$6:$E$1806)*-1,LOOKUP($AO479,Data!$A$6:$A$1806,Data!$E$6:$E$1806))","v":-223.01573181152344},{"$f":"LOOKUP($AO479,Data!$A$6:$A$1806,Data!$F$6:$F$1806)","v":0},{"$f":"LOOKUP($AO479,Data!$A$6:$A$1806,Data!$G$6:$G$1806)","v":0},{"$f":"LOOKUP($AO479,Data!$A$6:$A$1806,Data!$H$6:$H$1806)","v":0},{"$f":"LOOKUP($AO479,Data!$A$6:$A$1806,Data!$I$6:$I$1806)","v":0},{"$f":"LOOKUP($AO479,Data!$A$6:$A$1806,Data!$J$6:$J$1806)","v":-653},{"$f":"LOOKUP($AO479,Data!$A$6:$A$1806,Data!$K$6:$K$1806)","v":7784.46},108.001708984375]
[null,40098.111666665922,{"$f":"LOOKUP(B480,Data!$A$6:$A$1806,Data!B$6:B$1806)","v":59.972000122070313},{"$f":"LOOKUP(B480,Data!$A$6:$A$1806,Data!C$6:C$1806)","v":0},null,null,null,111.99951171875,111.99951171875,null,null,0,76.009308277371474,{"$f":"AVERAGE(D$79:D480)","v":0},{"$f":"AVERAGE(M$79:M480)","v":286.08463783497115},-20.205450345498665,{"$f":"AVERAGE(P$79:P480)","v":147.4683130448619},633,null,null,null,null,null,null,0,633,-902.67247098182406,null,null,null,null,null,null,null,null,null,null,null,null,null,40098.111666665922,{"$f":"LOOKUP($AO480,Data!$A$6:$A$1806,Data!$B$6:$B$1806)","v":59.972000122070313},{"$f":"LOOKUP($AO480,Data!$A$6:$A$1806,Data!$C$6:$C$1806)","v":0},{"$f":"LOOKUP($AO480,Data!$A$6:$A$1806,Data!$D$6:$D$1806)","v":0},{"$f":"IF($AS$1=\"+\",LOOKUP($AO480,Data!$A$6:$A$1806,Data!$E$6:$E$1806)*-1,LOOKUP($AO480,Data!$A$6:$A$1806,Data!$E$6:$E$1806))","v":-223.01573181152344},{"$f":"LOOKUP($AO480,Data!$A$6:$A$1806,Data!$F$6:$F$1806)","v":0},{"$f":"LOOKUP($AO480,Data!$A$6:$A$1806,Data!$G$6:$G$1806)","v":0},{"$f":"LOOKUP($AO480,Data!$A$6:$A$1806,Data!$H$6:$H$1806)","v":0},{"$f":"LOOKUP($AO480,Data!$A$6:$A$1806,Data!$I$6:$I$1806)","v":0},{"$f":"LOOKUP($AO480,Data!$A$6:$A$1806,Data!$J$6:$J$1806)","v":-653},{"$f":"LOOKUP($AO480,Data!$A$6:$A$1806,Data!$K$6:$K$1806)","v":7784.79},111.99951171875]
[null,40098.111689814068,{"$f":"LOOKUP(B481,Data!$A$6:$A$1806,Data!B$6:B$1806)","v":59.969001770019531},{"$f":"LOOKUP(B481,Data!$A$6:$A$1806,Data!C$6:C$1806)","v":0},null,null,null,123.992919921875,123.992919921875,null,null,0,88.002716480496474,{"$f":"AVERAGE(D$79:D481)","v":0},{"$f":"AVERAGE(M$79:M481)","v":285.59311941969946},-20.205450345498665,{"$f":"AVERAGE(P$79:P481)","v":147.05121413095551},633,null,null,null,null,null,null,0,633,-865.6593149050218,null,null,null,null,null,null,null,null,null,null,null,null,null,40098.111689814068,{"$f":"LOOKUP($AO481,Data!$A$6:$A$1806,Data!$B$6:$B$1806)","v":59.969001770019531},{"$f":"LOOKUP($AO481,Data!$A$6:$A$1806,Data!$C$6:$C$1806)","v":0},{"$f":"LOOKUP($AO481,Data!$A$6:$A$1806,Data!$D$6:$D$1806)","v":0},{"$f":"IF($AS$1=\"+\",LOOKUP($AO481,Data!$A$6:$A$1806,Data!$E$6:$E$1806)*-1,LOOKUP($AO481,Data!$A$6:$A$1806,Data!$E$6:$E$1806))","v":-223.01573181152344},{"$f":"LOOKUP($AO481,Data!$A$6:$A$1806,Data!$F$6:$F$1806)","v":0},{"$f":"LOOKUP($AO481,Data!$A$6:$A$1806,Data!$G$6:$G$1806)","v":0},{"$f":"LOOKUP($AO481,Data!$A$6:$A$1806,Data!$H$6:$H$1806)","v":0},{"$f":"LOOKUP($AO481,Data!$A$6:$A$1806,Data!$I$6:$I$1806)","v":0},{"$f":"LOOKUP($AO481,Data!$A$6:$A$1806,Data!$J$6:$J$1806)","v":-653},{"$f":"LOOKUP($AO481,Data!$A$6:$A$1806,Data!$K$6:$K$1806)","v":7785.12},123.992919921875]
[null,40098.111712962214,{"$f":"LOOKUP(B482,Data!$A$6:$A$1806,Data!B$6:B$1806)","v":59.972000122070313},{"$f":"LOOKUP(B482,Data!$A$6:$A$1806,Data!C$6:C$1806)","v":0},null,null,null,111.99951171875,111.99951171875,null,null,0,76.009308277371474,{"$f":"AVERAGE(D$79:D482)","v":0},{"$f":"AVERAGE(M$79:M482)","v":285.07434760994124},-20.205450345498665,{"$f":"AVERAGE(P$79:P482)","v":146.63618518684521},633,null,null,null,null,null,null,0,633,-902.67247098182406,null,null,null,null,null,null,null,null,null,null,null,null,null,40098.111712962214,{"$f":"LOOKUP($AO482,Data!$A$6:$A$1806,Data!$B$6:$B$1806)","v":59.972000122070313},{"$f":"LOOKUP($AO482,Data!$A$6:$A$1806,Data!$C$6:$C$1806)","v":0},{"$f":"LOOKUP($AO482,Data!$A$6:$A$1806,Data!$D$6:$D$1806)","v":0},{"$f":"IF($AS$1=\"+\",LOOKUP($AO482,Data!$A$6:$A$1806,Data!$E$6:$E$1806)*-1,LOOKUP($AO482,Data!$A$6:$A$1806,Data!$E$6:$E$1806))","v":-223.01573181152344},{"$f":"LOOKUP($AO482,Data!$A$6:$A$1806,Data!$F$6:$F$1806)","v":0},{"$f":"LOOKUP($AO482,Data!$A$6:$A$1806,Data!$G$6:$G$1806)","v":0},{"$f":"LOOKUP($AO482,Data!$A$6:$A$1806,Data!$H$6:$H$1806)","v":0},{"$f":"LOOKUP($AO482,Data!$A$6:$A$1806,Data!$I$6:$I$1806)","v":0},{"$f":"LOOKUP($AO482,Data!$A$6:$A$1806,Data!$J$6:$J$1806)","v":-653},{"$f":"LOOKUP($AO482,Data!$A$6:$A$1806,Data!$K$6:$K$1806)","v":7785.45},111.99951171875]
[null,40098.111736110361,{"$f":"LOOKUP(B483,Data!$A$6:$A$1806,Data!B$6:B$1806)","v":59.9739990234375},{"$f":"LOOKUP(B483,Data!$A$6:$A$1806,Data!C$6:C$1806)","v":0},null,null,null,104.00390625,104.00390625,null,null,0,68.013702808621474,{"$f":"AVERAGE(D$79:D483)","v":0},{"$f":"AVERAGE(M$79:M483)","v":284.53839540055526},-20.205450345498665,{"$f":"AVERAGE(P$79:P483)","v":146.22321084146813},633,null,null,null,null,null,null,0,633,-929.15792288148054,null,null,null,null,null,null,null,null,null,null,null,null,null,40098.111736110361,{"$f":"LOOKUP($AO483,Data!$A$6:$A$1806,Data!$B$6:$B$1806)","v":59.9739990234375},{"$f":"LOOKUP($AO483,Data!$A$6:$A$1806,Data!$C$6:$C$1806)","v":0},{"$f":"LOOKUP($AO483,Data!$A$6:$A$1806,Data!$D$6:$D$1806)","v":0},{"$f":"IF($AS$1=\"+\",LOOKUP($AO483,Data!$A$6:$A$1806,Data!$E$6:$E$1806)*-1,LOOKUP($AO483,Data!$A$6:$A$1806,Data!$E$6:$E$1806))","v":-223.01573181152344},{"$f":"LOOKUP($AO483,Data!$A$6:$A$1806,Data!$F$6:$F$1806)","v":0},{"$f":"LOOKUP($AO483,Data!$A$6:$A$1806,Data!$G$6:$G$1806)","v":0},{"$f":"LOOKUP($AO483,Data!$A$6:$A$1806,Data!$H$6:$H$1806)","v":0},{"$f":"LOOKUP($AO483,Data!$A$6:$A$1806,Data!$I$6:$I$1806)","v":0},{"$f":"LOOKUP($AO483,Data!$A$6:$A$1806,Data!$J$6:$J$1806)","v":-653},{"$f":"LOOKUP($AO483,Data!$A$6:$A$1806,Data!$K$6:$K$1806)","v":7785.78},104.00390625]
[null,40098.111759258507,{"$f":"LOOKUP(B484,Data!$A$6:$A$1806,Data!B$6:B$1806)","v":59.972999572753906},{"$f":"LOOKUP(B484,Data!$A$6:$A$1806,Data!C$6:C$1806)","v":0},null,null,null,108.001708984375,108.001708984375,null,null,0,72.011505542996474,{"$f":"AVERAGE(D$79:D484)","v":0},{"$f":"AVERAGE(M$79:M484)","v":284.01493015460062},-20.205450345498665,{"$f":"AVERAGE(P$79:P484)","v":145.81227587557436},633,null,null,null,null,null,null,0,633,-915.72372746901021,null,null,null,null,null,null,null,null,null,null,null,null,null,40098.111759258507,{"$f":"LOOKUP($AO484,Data!$A$6:$A$1806,Data!$B$6:$B$1806)","v":59.972999572753906},{"$f":"LOOKUP($AO484,Data!$A$6:$A$1806,Data!$C$6:$C$1806)","v":0},{"$f":"LOOKUP($AO484,Data!$A$6:$A$1806,Data!$D$6:$D$1806)","v":0},{"$f":"IF($AS$1=\"+\",LOOKUP($AO484,Data!$A$6:$A$1806,Data!$E$6:$E$1806)*-1,LOOKUP($AO484,Data!$A$6:$A$1806,Data!$E$6:$E$1806))","v":-223.01573181152344},{"$f":"LOOKUP($AO484,Data!$A$6:$A$1806,Data!$F$6:$F$1806)","v":0},{"$f":"LOOKUP($AO484,Data!$A$6:$A$1806,Data!$G$6:$G$1806)","v":0},{"$f":"LOOKUP($AO484,Data!$A$6:$A$1806,Data!$H$6:$H$1806)","v":0},{"$f":"LOOKUP($AO484,Data!$A$6:$A$1806,Data!$I$6:$I$1806)","v":0},{"$f":"LOOKUP($AO484,Data!$A$6:$A$1806,Data!$J$6:$J$1806)","v":-653},{"$f":"LOOKUP($AO484,Data!$A$6:$A$1806,Data!$K$6:$K$1806)","v":7786.11},108.001708984375]
[null,40098.111782406653,{"$f":"LOOKUP(B485,Data!$A$6:$A$1806,Data!B$6:B$1806)","v":59.970001220703125},{"$f":"LOOKUP(B485,Data!$A$6:$A$1806,Data!C$6:C$1806)","v":0},null,null,null,119.9951171875,119.9951171875,null,null,0,84.004913746121474,{"$f":"AVERAGE(D$79:D485)","v":0},{"$f":"AVERAGE(M$79:M485)","v":283.52350505285989},-20.205450345498665,{"$f":"AVERAGE(P$79:P485)","v":145.40336521985745},633,null,null,null,null,null,null,0,633,-877.6550963604509,null,null,null,null,null,null,null,null,null,null,null,null,null,40098.111782406653,{"$f":"LOOKUP($AO485,Data!$A$6:$A$1806,Data!$B$6:$B$1806)","v":59.970001220703125},{"$f":"LOOKUP($AO485,Data!$A$6:$A$1806,Data!$C$6:$C$1806)","v":0},{"$f":"LOOKUP($AO485,Data!$A$6:$A$1806,Data!$D$6:$D$1806)","v":0},{"$f":"IF($AS$1=\"+\",LOOKUP($AO485,Data!$A$6:$A$1806,Data!$E$6:$E$1806)*-1,LOOKUP($AO485,Data!$A$6:$A$1806,Data!$E$6:$E$1806))","v":-223.01573181152344},{"$f":"LOOKUP($AO485,Data!$A$6:$A$1806,Data!$F$6:$F$1806)","v":0},{"$f":"LOOKUP($AO485,Data!$A$6:$A$1806,Data!$G$6:$G$1806)","v":0},{"$f":"LOOKUP($AO485,Data!$A$6:$A$1806,Data!$H$6:$H$1806)","v":0},{"$f":"LOOKUP($AO485,Data!$A$6:$A$1806,Data!$I$6:$I$1806)","v":0},{"$f":"LOOKUP($AO485,Data!$A$6:$A$1806,Data!$J$6:$J$1806)","v":-653},{"$f":"LOOKUP($AO485,Data!$A$6:$A$1806,Data!$K$6:$K$1806)","v":7786.44},119.9951171875]
[null,40098.1118055548,{"$f":"LOOKUP(B486,Data!$A$6:$A$1806,Data!B$6:B$1806)","v":59.971000671386719},{"$f":"LOOKUP(B486,Data!$A$6:$A$1806,Data!C$6:C$1806)","v":0},null,null,null,115.997314453125,115.997314453125,null,null,0,80.007111011746474,{"$f":"AVERAGE(D$79:D486)","v":0},{"$f":"AVERAGE(M$79:M486)","v":283.02469036158266},-20.205450345498665,{"$f":"AVERAGE(P$79:P486)","v":144.99646395311208},633,null,null,null,null,null,null,0,633,-889.98801011001683,null,null,null,null,null,null,null,null,null,null,null,null,null,40098.1118055548,{"$f":"LOOKUP($AO486,Data!$A$6:$A$1806,Data!$B$6:$B$1806)","v":59.971000671386719},{"$f":"LOOKUP($AO486,Data!$A$6:$A$1806,Data!$C$6:$C$1806)","v":0},{"$f":"LOOKUP($AO486,Data!$A$6:$A$1806,Data!$D$6:$D$1806)","v":0},{"$f":"IF($AS$1=\"+\",LOOKUP($AO486,Data!$A$6:$A$1806,Data!$E$6:$E$1806)*-1,LOOKUP($AO486,Data!$A$6:$A$1806,Data!$E$6:$E$1806))","v":-223.01573181152344},{"$f":"LOOKUP($AO486,Data!$A$6:$A$1806,Data!$F$6:$F$1806)","v":0},{"$f":"LOOKUP($AO486,Data!$A$6:$A$1806,Data!$G$6:$G$1806)","v":0},{"$f":"LOOKUP($AO486,Data!$A$6:$A$1806,Data!$H$6:$H$1806)","v":0},{"$f":"LOOKUP($AO486,Data!$A$6:$A$1806,Data!$I$6:$I$1806)","v":0},{"$f":"LOOKUP($AO486,Data!$A$6:$A$1806,Data!$J$6:$J$1806)","v":-653},{"$f":"LOOKUP($AO486,Data!$A$6:$A$1806,Data!$K$6:$K$1806)","v":7786.77},115.997314453125]
[null,40098.111828702946,{"$f":"LOOKUP(B487,Data!$A$6:$A$1806,Data!B$6:B$1806)","v":59.9739990234375},{"$f":"LOOKUP(B487,Data!$A$6:$A$1806,Data!C$6:C$1806)","v":0},null,null,null,104.00390625,104.00390625,null,null,0,68.013702808621474,{"$f":"AVERAGE(D$79:D487)","v":0},{"$f":"AVERAGE(M$79:M487)","v":282.49899112551185},-20.205450345498665,{"$f":"AVERAGE(P$79:P487)","v":144.5915573004194},633,null,null,null,null,null,null,0,633,-929.15792288148054,null,null,null,null,null,null,null,null,null,null,null,null,null,40098.111828702946,{"$f":"LOOKUP($AO487,Data!$A$6:$A$1806,Data!$B$6:$B$1806)","v":59.9739990234375},{"$f":"LOOKUP($AO487,Data!$A$6:$A$1806,Data!$C$6:$C$1806)","v":0},{"$f":"LOOKUP($AO487,Data!$A$6:$A$1806,Data!$D$6:$D$1806)","v":0},{"$f":"IF($AS$1=\"+\",LOOKUP($AO487,Data!$A$6:$A$1806,Data!$E$6:$E$1806)*-1,LOOKUP($AO487,Data!$A$6:$A$1806,Data!$E$6:$E$1806))","v":-223.01573181152344},{"$f":"LOOKUP($AO487,Data!$A$6:$A$1806,Data!$F$6:$F$1806)","v":0},{"$f":"LOOKUP($AO487,Data!$A$6:$A$1806,Data!$G$6:$G$1806)","v":0},{"$f":"LOOKUP($AO487,Data!$A$6:$A$1806,Data!$H$6:$H$1806)","v":0},{"$f":"LOOKUP($AO487,Data!$A$6:$A$1806,Data!$I$6:$I$1806)","v":0},{"$f":"LOOKUP($AO487,Data!$A$6:$A$1806,Data!$J$6:$J$1806)","v":-653},{"$f":"LOOKUP($AO487,Data!$A$6:$A$1806,Data!$K$6:$K$1806)","v":7787.1},104.00390625]
[null,40098.111851851092,{"$f":"LOOKUP(B488,Data!$A$6:$A$1806,Data!B$6:B$1806)","v":59.981998443603516},{"$f":"LOOKUP(B488,Data!$A$6:$A$1806,Data!C$6:C$1806)","v":0},null,null,null,72.0062255859375,72.0062255859375,null,null,0,36.016022144558974,{"$f":"AVERAGE(D$79:D488)","v":0},{"$f":"AVERAGE(M$79:M488)","v":281.89781315238753},-20.205450345498665,{"$f":"AVERAGE(P$79:P488)","v":144.18863063135848},633,null,null,null,null,null,null,0,633,-1052.7754597723938,null,null,null,null,null,null,null,null,null,null,null,null,null,40098.111851851092,{"$f":"LOOKUP($AO488,Data!$A$6:$A$1806,Data!$B$6:$B$1806)","v":59.981998443603516},{"$f":"LOOKUP($AO488,Data!$A$6:$A$1806,Data!$C$6:$C$1806)","v":0},{"$f":"LOOKUP($AO488,Data!$A$6:$A$1806,Data!$D$6:$D$1806)","v":0},{"$f":"IF($AS$1=\"+\",LOOKUP($AO488,Data!$A$6:$A$1806,Data!$E$6:$E$1806)*-1,LOOKUP($AO488,Data!$A$6:$A$1806,Data!$E$6:$E$1806))","v":-223.01573181152344},{"$f":"LOOKUP($AO488,Data!$A$6:$A$1806,Data!$F$6:$F$1806)","v":0},{"$f":"LOOKUP($AO488,Data!$A$6:$A$1806,Data!$G$6:$G$1806)","v":0},{"$f":"LOOKUP($AO488,Data!$A$6:$A$1806,Data!$H$6:$H$1806)","v":0},{"$f":"LOOKUP($AO488,Data!$A$6:$A$1806,Data!$I$6:$I$1806)","v":0},{"$f":"LOOKUP($AO488,Data!$A$6:$A$1806,Data!$J$6:$J$1806)","v":-653},{"$f":"LOOKUP($AO488,Data!$A$6:$A$1806,Data!$K$6:$K$1806)","v":7787.43},72.0062255859375]
[null,40098.111874999238,{"$f":"LOOKUP(B489,Data!$A$6:$A$1806,Data!B$6:B$1806)","v":59.985000610351563},{"$f":"LOOKUP(B489,Data!$A$6:$A$1806,Data!C$6:C$1806)","v":0},null,null,null,59.99755859375,59.99755859375,null,null,0,24.007355152371474,{"$f":"AVERAGE(D$79:D489)","v":0},{"$f":"AVERAGE(M$79:M489)","v":281.27034245165754},-20.205450345498665,{"$f":"AVERAGE(P$79:P489)","v":143.78766945824418},633,null,null,null,null,null,null,0,633,-1108.1037537875943,null,null,null,null,null,null,null,null,null,null,null,null,null,40098.111874999238,{"$f":"LOOKUP($AO489,Data!$A$6:$A$1806,Data!$B$6:$B$1806)","v":59.985000610351563},{"$f":"LOOKUP($AO489,Data!$A$6:$A$1806,Data!$C$6:$C$1806)","v":0},{"$f":"LOOKUP($AO489,Data!$A$6:$A$1806,Data!$D$6:$D$1806)","v":0},{"$f":"IF($AS$1=\"+\",LOOKUP($AO489,Data!$A$6:$A$1806,Data!$E$6:$E$1806)*-1,LOOKUP($AO489,Data!$A$6:$A$1806,Data!$E$6:$E$1806))","v":-223.01573181152344},{"$f":"LOOKUP($AO489,Data!$A$6:$A$1806,Data!$F$6:$F$1806)","v":0},{"$f":"LOOKUP($AO489,Data!$A$6:$A$1806,Data!$G$6:$G$1806)","v":0},{"$f":"LOOKUP($AO489,Data!$A$6:$A$1806,Data!$H$6:$H$1806)","v":0},{"$f":"LOOKUP($AO489,Data!$A$6:$A$1806,Data!$I$6:$I$1806)","v":0},{"$f":"LOOKUP($AO489,Data!$A$6:$A$1806,Data!$J$6:$J$1806)","v":-653},{"$f":"LOOKUP($AO489,Data!$A$6:$A$1806,Data!$K$6:$K$1806)","v":7787.76},59.99755859375]
[null,40098.111898147385,{"$f":"LOOKUP(B490,Data!$A$6:$A$1806,Data!B$6:B$1806)","v":59.985000610351563},{"$f":"LOOKUP(B490,Data!$A$6:$A$1806,Data!C$6:C$1806)","v":0},null,null,null,59.99755859375,59.99755859375,null,null,0,24.007355152371474,{"$f":"AVERAGE(D$79:D490)","v":0},{"$f":"AVERAGE(M$79:M490)","v":280.64591772520299},-20.205450345498665,{"$f":"AVERAGE(P$79:P490)","v":143.3886594343908},633,null,null,null,null,null,null,0,633,-1108.1037537875943,null,null,null,null,null,null,null,null,null,null,null,null,null,40098.111898147385,{"$f":"LOOKUP($AO490,Data!$A$6:$A$1806,Data!$B$6:$B$1806)","v":59.985000610351563},{"$f":"LOOKUP($AO490,Data!$A$6:$A$1806,Data!$C$6:$C$1806)","v":0},{"$f":"LOOKUP($AO490,Data!$A$6:$A$1806,Data!$D$6:$D$1806)","v":0},{"$f":"IF($AS$1=\"+\",LOOKUP($AO490,Data!$A$6:$A$1806,Data!$E$6:$E$1806)*-1,LOOKUP($AO490,Data!$A$6:$A$1806,Data!$E$6:$E$1806))","v":-223.01573181152344},{"$f":"LOOKUP($AO490,Data!$A$6:$A$1806,Data!$F$6:$F$1806)","v":0},{"$f":"LOOKUP($AO490,Data!$A$6:$A$1806,Data!$G$6:$G$1806)","v":0},{"$f":"LOOKUP($AO490,Data!$A$6:$A$1806,Data!$H$6:$H$1806)","v":0},{"$f":"LOOKUP($AO490,Data!$A$6:$A$1806,Data!$I$6:$I$1806)","v":0},{"$f":"LOOKUP($AO490,Data!$A$6:$A$1806,Data!$J$6:$J$1806)","v":-653},{"$f":"LOOKUP($AO490,Data!$A$6:$A$1806,Data!$K$6:$K$1806)","v":7788.09},59.99755859375]
[null,40098.111921295531,{"$f":"LOOKUP(B491,Data!$A$6:$A$1806,Data!B$6:B$1806)","v":59.985000610351563},{"$f":"LOOKUP(B491,Data!$A$6:$A$1806,Data!C$6:C$1806)","v":0},null,null,null,59.99755859375,{"$f":"L$13*H491+(1-L$13)*I490","v":59.99755859375},null,null,0,24.007355152371474,{"$f":"AVERAGE(D$79:D491)","v":0},{"$f":"AVERAGE(M$79:M491)","v":280.02451684730266},-20.205450345498665,{"$f":"AVERAGE(P$79:P491)","v":142.99158635240079},633,null,null,null,null,null,null,0,{"$f":"SUM(R491:Y491)","v":633},-1108.1037537875943,null,null,null,null,null,null,null,null,null,null,null,null,null,40098.111921295531,{"$f":"LOOKUP($AO491,Data!$A$6:$A$1806,Data!$B$6:$B$1806)","v":59.985000610351563},{"$f":"LOOKUP($AO491,Data!$A$6:$A$1806,Data!$C$6:$C$1806)","v":0},{"$f":"LOOKUP($AO491,Data!$A$6:$A$1806,Data!$D$6:$D$1806)","v":0},{"$f":"IF($AS$1=\"+\",LOOKUP($AO491,Data!$A$6:$A$1806,Data!$E$6:$E$1806)*-1,LOOKUP($AO491,Data!$A$6:$A$1806,Data!$E$6:$E$1806))","v":-223.01573181152344},{"$f":"LOOKUP($AO491,Data!$A$6:$A$1806,Data!$F$6:$F$1806)","v":0},{"$f":"LOOKUP($AO491,Data!$A$6:$A$1806,Data!$G$6:$G$1806)","v":0},{"$f":"LOOKUP($AO491,Data!$A$6:$A$1806,Data!$H$6:$H$1806)","v":0},{"$f":"LOOKUP($AO491,Data!$A$6:$A$1806,Data!$I$6:$I$1806)","v":0},{"$f":"LOOKUP($AO491,Data!$A$6:$A$1806,Data!$J$6:$J$1806)","v":-653},{"$f":"LOOKUP($AO491,Data!$A$6:$A$1806,Data!$K$6:$K$1806)","v":7788.42},59.99755859375]
[null,40098.111944443677,{"$f":"LOOKUP(B492,Data!$A$6:$A$1806,Data!B$6:B$1806)","v":59.98699951171875},{"$f":"LOOKUP(B492,Data!$A$6:$A$1806,Data!C$6:C$1806)","v":0},null,null,null,{"$f":"(IF((C492-L$2)>0,((C492-L$2-L$5)/((L$4*L$2)-L$5)*L$3*-1),((C492-L$2+L$5)/((L$4*L$2)-L$5)*L$3*-1)))","v":52.001953125},52.001953125,null,null,0,16.011749683621474,{"$f":"AVERAGE(D$79:D492)","v":0},{"$f":"AVERAGE(M$79:M492)","v":279.38680484932274},-20.205450345498665,{"$f":"AVERAGE(P$79:P492)","v":142.5964361424785},633,null,null,null,null,null,null,0,633,-1148.2844602835469,null,null,null,null,null,null,null,null,null,null,null,null,null,40098.111944443677,{"$f":"LOOKUP($AO492,Data!$A$6:$A$1806,Data!$B$6:$B$1806)","v":59.98699951171875},{"$f":"LOOKUP($AO492,Data!$A$6:$A$1806,Data!$C$6:$C$1806)","v":0},{"$f":"LOOKUP($AO492,Data!$A$6:$A$1806,Data!$D$6:$D$1806)","v":0},{"$f":"IF($AS$1=\"+\",LOOKUP($AO492,Data!$A$6:$A$1806,Data!$E$6:$E$1806)*-1,LOOKUP($AO492,Data!$A$6:$A$1806,Data!$E$6:$E$1806))","v":-223.01573181152344},{"$f":"LOOKUP($AO492,Data!$A$6:$A$1806,Data!$F$6:$F$1806)","v":0},{"$f":"LOOKUP($AO492,Data!$A$6:$A$1806,Data!$G$6:$G$1806)","v":0},{"$f":"LOOKUP($AO492,Data!$A$6:$A$1806,Data!$H$6:$H$1806)","v":0},{"$f":"LOOKUP($AO492,Data!$A$6:$A$1806,Data!$I$6:$I$1806)","v":0},{"$f":"LOOKUP($AO492,Data!$A$6:$A$1806,Data!$J$6:$J$1806)","v":-653},{"$f":"LOOKUP($AO492,Data!$A$6:$A$1806,Data!$K$6:$K$1806)","v":7788.75},{"$f":"(IF((AP492-$L$2)>0,((AP492-$L$2-$L$5)/(($L$4*$L$2)-$L$5)*$L$3*-1),((AP492-$L$2+$L$5)/(($L$4*$L$2)-$L$5)*$L$3*-1)))","v":52.001953125}]
[null,40098.111967591823,{"$f":"LOOKUP(B493,Data!$A$6:$A$1806,Data!B$6:B$1806)","v":59.988998413085937},{"$f":"LOOKUP(B493,Data!$A$6:$A$1806,Data!C$6:C$1806)","v":0},null,null,null,44.00634765625,44.00634765625,null,null,0,8.0161442148714741,{"$f":"AVERAGE(D$79:D493)","v":0},{"$f":"AVERAGE(M$79:M493)","v":278.73289964297464},-20.205450345498665,{"$f":"AVERAGE(P$79:P493)","v":142.20319487076841},633,null,null,null,null,null,null,0,633,-1191.4887726069201,null,null,null,null,null,null,null,null,null,null,null,null,null,40098.111967591823,{"$f":"LOOKUP($AO493,Data!$A$6:$A$1806,Data!$B$6:$B$1806)","v":59.988998413085937},{"$f":"LOOKUP($AO493,Data!$A$6:$A$1806,Data!$C$6:$C$1806)","v":0},{"$f":"LOOKUP($AO493,Data!$A$6:$A$1806,Data!$D$6:$D$1806)","v":0},{"$f":"IF($AS$1=\"+\",LOOKUP($AO493,Data!$A$6:$A$1806,Data!$E$6:$E$1806)*-1,LOOKUP($AO493,Data!$A$6:$A$1806,Data!$E$6:$E$1806))","v":-223.01573181152344},{"$f":"LOOKUP($AO493,Data!$A$6:$A$1806,Data!$F$6:$F$1806)","v":0},{"$f":"LOOKUP($AO493,Data!$A$6:$A$1806,Data!$G$6:$G$1806)","v":0},{"$f":"LOOKUP($AO493,Data!$A$6:$A$1806,Data!$H$6:$H$1806)","v":0},{"$f":"LOOKUP($AO493,Data!$A$6:$A$1806,Data!$I$6:$I$1806)","v":0},{"$f":"LOOKUP($AO493,Data!$A$6:$A$1806,Data!$J$6:$J$1806)","v":-653},{"$f":"LOOKUP($AO493,Data!$A$6:$A$1806,Data!$K$6:$K$1806)","v":7789.08},44.00634765625]
[null,{"$f":"B493+TIME(0,0,$B$1)","v":40098.11199073997},{"$f":"LOOKUP(B494,Data!$A$6:$A$1806,Data!B$6:B$1806)","v":59.988998413085937},{"$f":"LOOKUP(B494,Data!$A$6:$A$1806,Data!C$6:C$1806)","v":0},null,null,null,44.00634765625,44.00634765625,null,null,0,8.0161442148714741,{"$f":"AVERAGE(D$79:D494)","v":0},{"$f":"AVERAGE(M$79:M494)","v":278.08213821165708},-20.205450345498665,{"$f":"AVERAGE(P$79:P494)","v":141.81184873771716},633,null,null,null,null,null,null,0,633,-1191.4887726069201,null,null,null,null,null,null,null,null,null,null,null,null,null,40098.11199073997,{"$f":"LOOKUP($AO494,Data!$A$6:$A$1806,Data!$B$6:$B$1806)","v":59.988998413085937},{"$f":"LOOKUP($AO494,Data!$A$6:$A$1806,Data!$C$6:$C$1806)","v":0},{"$f":"LOOKUP($AO494,Data!$A$6:$A$1806,Data!$D$6:$D$1806)","v":0},{"$f":"IF($AS$1=\"+\",LOOKUP($AO494,Data!$A$6:$A$1806,Data!$E$6:$E$1806)*-1,LOOKUP($AO494,Data!$A$6:$A$1806,Data!$E$6:$E$1806))","v":-223.01573181152344},{"$f":"LOOKUP($AO494,Data!$A$6:$A$1806,Data!$F$6:$F$1806)","v":0},{"$f":"LOOKUP($AO494,Data!$A$6:$A$1806,Data!$G$6:$G$1806)","v":0},{"$f":"LOOKUP($AO494,Data!$A$6:$A$1806,Data!$H$6:$H$1806)","v":0},{"$f":"LOOKUP($AO494,Data!$A$6:$A$1806,Data!$I$6:$I$1806)","v":0},{"$f":"LOOKUP($AO494,Data!$A$6:$A$1806,Data!$J$6:$J$1806)","v":-653},{"$f":"LOOKUP($AO494,Data!$A$6:$A$1806,Data!$K$6:$K$1806)","v":7789.41},44.00634765625]
[null,40098.112013888116,{"$f":"LOOKUP(B495,Data!$A$6:$A$1806,Data!B$6:B$1806)","v":59.986000061035156},{"$f":"LOOKUP(B495,Data!$A$6:$A$1806,Data!C$6:C$1806)","v":0},null,null,null,55.999755859375,55.999755859375,null,null,0,20.009552417996474,{"$f":"AVERAGE(D$79:D495)","v":0},{"$f":"AVERAGE(M$79:M495)","v":277.46325910903437},-20.205450345498665,{"$f":"AVERAGE(P$79:P495)","v":141.42238407645942},633,null,null,null,null,null,null,0,633,-1127.8363474168034,null,null,null,null,null,null,null,null,null,null,null,null,null,40098.112013888116,{"$f":"LOOKUP($AO495,Data!$A$6:$A$1806,Data!$B$6:$B$1806)","v":59.986000061035156},{"$f":"LOOKUP($AO495,Data!$A$6:$A$1806,Data!$C$6:$C$1806)","v":0},{"$f":"LOOKUP($AO495,Data!$A$6:$A$1806,Data!$D$6:$D$1806)","v":0},{"$f":"IF($AS$1=\"+\",LOOKUP($AO495,Data!$A$6:$A$1806,Data!$E$6:$E$1806)*-1,LOOKUP($AO495,Data!$A$6:$A$1806,Data!$E$6:$E$1806))","v":-223.01573181152344},{"$f":"LOOKUP($AO495,Data!$A$6:$A$1806,Data!$F$6:$F$1806)","v":0},{"$f":"LOOKUP($AO495,Data!$A$6:$A$1806,Data!$G$6:$G$1806)","v":0},{"$f":"LOOKUP($AO495,Data!$A$6:$A$1806,Data!$H$6:$H$1806)","v":0},{"$f":"LOOKUP($AO495,Data!$A$6:$A$1806,Data!$I$6:$I$1806)","v":0},{"$f":"LOOKUP($AO495,Data!$A$6:$A$1806,Data!$J$6:$J$1806)","v":-653},{"$f":"LOOKUP($AO495,Data!$A$6:$A$1806,Data!$K$6:$K$1806)","v":7789.74},55.999755859375]
[null,40098.112037036262,{"$f":"LOOKUP(B496,Data!$A$6:$A$1806,Data!B$6:B$1806)","v":59.98699951171875},{"$f":"LOOKUP(B496,Data!$A$6:$A$1806,Data!C$6:C$1806)","v":0},null,null,null,52.001953125,52.001953125,null,null,0,16.011749683621474,{"$f":"AVERAGE(D$79:D496)","v":0},{"$f":"AVERAGE(M$79:M496)","v":276.83777702906929},-20.205450345498665,{"$f":"AVERAGE(P$79:P496)","v":141.0347873512269},633,null,null,null,null,null,null,0,633,-1148.2844602835469,null,null,null,null,null,null,null,null,null,null,null,null,null,40098.112037036262,{"$f":"LOOKUP($AO496,Data!$A$6:$A$1806,Data!$B$6:$B$1806)","v":59.98699951171875},{"$f":"LOOKUP($AO496,Data!$A$6:$A$1806,Data!$C$6:$C$1806)","v":0},{"$f":"LOOKUP($AO496,Data!$A$6:$A$1806,Data!$D$6:$D$1806)","v":0},{"$f":"IF($AS$1=\"+\",LOOKUP($AO496,Data!$A$6:$A$1806,Data!$E$6:$E$1806)*-1,LOOKUP($AO496,Data!$A$6:$A$1806,Data!$E$6:$E$1806))","v":-223.01573181152344},{"$f":"LOOKUP($AO496,Data!$A$6:$A$1806,Data!$F$6:$F$1806)","v":0},{"$f":"LOOKUP($AO496,Data!$A$6:$A$1806,Data!$G$6:$G$1806)","v":0},{"$f":"LOOKUP($AO496,Data!$A$6:$A$1806,Data!$H$6:$H$1806)","v":0},{"$f":"LOOKUP($AO496,Data!$A$6:$A$1806,Data!$I$6:$I$1806)","v":0},{"$f":"LOOKUP($AO496,Data!$A$6:$A$1806,Data!$J$6:$J$1806)","v":-653},{"$f":"LOOKUP($AO496,Data!$A$6:$A$1806,Data!$K$6:$K$1806)","v":7790.07},52.001953125]
[null,40098.112060184409,{"$f":"LOOKUP(B497,Data!$A$6:$A$1806,Data!B$6:B$1806)","v":59.990001678466797},{"$f":"LOOKUP(B497,Data!$A$6:$A$1806,Data!C$6:C$1806)","v":0},null,null,null,39.9932861328125,39.9932861328125,null,null,0,4.0030826914339741,{"$f":"AVERAGE(D$79:D497)","v":0},{"$f":"AVERAGE(M$79:M497)","v":276.18662024067396},-20.205450345498665,{"$f":"AVERAGE(P$79:P497)","v":140.64904515578019},633,null,null,null,null,null,null,0,633,-1214.422350907045,null,null,null,null,null,null,null,null,null,null,null,null,null,40098.112060184409,{"$f":"LOOKUP($AO497,Data!$A$6:$A$1806,Data!$B$6:$B$1806)","v":59.990001678466797},{"$f":"LOOKUP($AO497,Data!$A$6:$A$1806,Data!$C$6:$C$1806)","v":0},{"$f":"LOOKUP($AO497,Data!$A$6:$A$1806,Data!$D$6:$D$1806)","v":0},{"$f":"IF($AS$1=\"+\",LOOKUP($AO497,Data!$A$6:$A$1806,Data!$E$6:$E$1806)*-1,LOOKUP($AO497,Data!$A$6:$A$1806,Data!$E$6:$E$1806))","v":-223.01573181152344},{"$f":"LOOKUP($AO497,Data!$A$6:$A$1806,Data!$F$6:$F$1806)","v":0},{"$f":"LOOKUP($AO497,Data!$A$6:$A$1806,Data!$G$6:$G$1806)","v":0},{"$f":"LOOKUP($AO497,Data!$A$6:$A$1806,Data!$H$6:$H$1806)","v":0},{"$f":"LOOKUP($AO497,Data!$A$6:$A$1806,Data!$I$6:$I$1806)","v":0},{"$f":"LOOKUP($AO497,Data!$A$6:$A$1806,Data!$J$6:$J$1806)","v":-653},{"$f":"LOOKUP($AO497,Data!$A$6:$A$1806,Data!$K$6:$K$1806)","v":7790.4},39.9932861328125]
[null,40098.112083332555,{"$f":"LOOKUP(B498,Data!$A$6:$A$1806,Data!B$6:B$1806)","v":59.993999481201172},{"$f":"LOOKUP(B498,Data!$A$6:$A$1806,Data!C$6:C$1806)","v":0},null,null,null,24.0020751953125,24.0020751953125,null,null,0,-11.988128246066026,{"$f":"AVERAGE(D$79:D498)","v":0},{"$f":"AVERAGE(M$79:M498)","v":275.50048988713411},-20.205450345498665,{"$f":"AVERAGE(P$79:P498)","v":140.26514421186306},633,null,null,null,null,null,null,0,633,-1315.3043447244047,null,null,null,null,null,null,null,null,null,null,null,null,null,40098.112083332555,{"$f":"LOOKUP($AO498,Data!$A$6:$A$1806,Data!$B$6:$B$1806)","v":59.993999481201172},{"$f":"LOOKUP($AO498,Data!$A$6:$A$1806,Data!$C$6:$C$1806)","v":0},{"$f":"LOOKUP($AO498,Data!$A$6:$A$1806,Data!$D$6:$D$1806)","v":0},{"$f":"IF($AS$1=\"+\",LOOKUP($AO498,Data!$A$6:$A$1806,Data!$E$6:$E$1806)*-1,LOOKUP($AO498,Data!$A$6:$A$1806,Data!$E$6:$E$1806))","v":-223.01573181152344},{"$f":"LOOKUP($AO498,Data!$A$6:$A$1806,Data!$F$6:$F$1806)","v":0},{"$f":"LOOKUP($AO498,Data!$A$6:$A$1806,Data!$G$6:$G$1806)","v":0},{"$f":"LOOKUP($AO498,Data!$A$6:$A$1806,Data!$H$6:$H$1806)","v":0},{"$f":"LOOKUP($AO498,Data!$A$6:$A$1806,Data!$I$6:$I$1806)","v":0},{"$f":"LOOKUP($AO498,Data!$A$6:$A$1806,Data!$J$6:$J$1806)","v":-653},{"$f":"LOOKUP($AO498,Data!$A$6:$A$1806,Data!$K$6:$K$1806)","v":7790.73},24.0020751953125]
[null,40098.112106480701,{"$f":"LOOKUP(B499,Data!$A$6:$A$1806,Data!B$6:B$1806)","v":59.995998382568359},{"$f":"LOOKUP(B499,Data!$A$6:$A$1806,Data!C$6:C$1806)","v":0},null,null,null,16.0064697265625,16.0064697265625,null,null,0,-19.983733714816026,{"$f":"AVERAGE(D$79:D499)","v":0},{"$f":"AVERAGE(M$79:M499)","v":274.79862712323398},-20.205450345498665,{"$f":"AVERAGE(P$79:P499)","v":139.88307136767884},633,null,null,null,null,null,null,0,633,-1372.3029058768802,null,null,null,null,null,null,null,null,null,null,null,null,null,40098.112106480701,{"$f":"LOOKUP($AO499,Data!$A$6:$A$1806,Data!$B$6:$B$1806)","v":59.995998382568359},{"$f":"LOOKUP($AO499,Data!$A$6:$A$1806,Data!$C$6:$C$1806)","v":0},{"$f":"LOOKUP($AO499,Data!$A$6:$A$1806,Data!$D$6:$D$1806)","v":0},{"$f":"IF($AS$1=\"+\",LOOKUP($AO499,Data!$A$6:$A$1806,Data!$E$6:$E$1806)*-1,LOOKUP($AO499,Data!$A$6:$A$1806,Data!$E$6:$E$1806))","v":-223.01573181152344},{"$f":"LOOKUP($AO499,Data!$A$6:$A$1806,Data!$F$6:$F$1806)","v":0},{"$f":"LOOKUP($AO499,Data!$A$6:$A$1806,Data!$G$6:$G$1806)","v":0},{"$f":"LOOKUP($AO499,Data!$A$6:$A$1806,Data!$H$6:$H$1806)","v":0},{"$f":"LOOKUP($AO499,Data!$A$6:$A$1806,Data!$I$6:$I$1806)","v":0},{"$f":"LOOKUP($AO499,Data!$A$6:$A$1806,Data!$J$6:$J$1806)","v":-653},{"$f":"LOOKUP($AO499,Data!$A$6:$A$1806,Data!$K$6:$K$1806)","v":7791.06},16.0064697265625]
[null,40098.112129628847,{"$f":"LOOKUP(B500,Data!$A$6:$A$1806,Data!B$6:B$1806)","v":60.000999450683594},{"$f":"LOOKUP(B500,Data!$A$6:$A$1806,Data!C$6:C$1806)","v":0},null,null,null,-3.997802734375,-3.997802734375,null,null,0,-39.988006175753526,{"$f":"AVERAGE(D$79:D500)","v":0},{"$f":"AVERAGE(M$79:M500)","v":274.05268723389986},-20.205450345498665,{"$f":"AVERAGE(P$79:P500)","v":139.50281359638865},633,null,null,null,null,null,null,0,633,-1539.1807436780409,null,null,null,null,null,null,null,null,null,null,null,null,null,40098.112129628847,{"$f":"LOOKUP($AO500,Data!$A$6:$A$1806,Data!$B$6:$B$1806)","v":60.000999450683594},{"$f":"LOOKUP($AO500,Data!$A$6:$A$1806,Data!$C$6:$C$1806)","v":0},{"$f":"LOOKUP($AO500,Data!$A$6:$A$1806,Data!$D$6:$D$1806)","v":0},{"$f":"IF($AS$1=\"+\",LOOKUP($AO500,Data!$A$6:$A$1806,Data!$E$6:$E$1806)*-1,LOOKUP($AO500,Data!$A$6:$A$1806,Data!$E$6:$E$1806))","v":-223.01573181152344},{"$f":"LOOKUP($AO500,Data!$A$6:$A$1806,Data!$F$6:$F$1806)","v":0},{"$f":"LOOKUP($AO500,Data!$A$6:$A$1806,Data!$G$6:$G$1806)","v":0},{"$f":"LOOKUP($AO500,Data!$A$6:$A$1806,Data!$H$6:$H$1806)","v":0},{"$f":"LOOKUP($AO500,Data!$A$6:$A$1806,Data!$I$6:$I$1806)","v":0},{"$f":"LOOKUP($AO500,Data!$A$6:$A$1806,Data!$J$6:$J$1806)","v":-653},{"$f":"LOOKUP($AO500,Data!$A$6:$A$1806,Data!$K$6:$K$1806)","v":7791.39},-3.997802734375]
[null,40098.112152776994,{"$f":"LOOKUP(B501,Data!$A$6:$A$1806,Data!B$6:B$1806)","v":60.002998352050781},{"$f":"LOOKUP(B501,Data!$A$6:$A$1806,Data!C$6:C$1806)","v":0},null,null,null,-11.993408203125,-11.993408203125,null,null,0,-47.983611644503526,{"$f":"AVERAGE(D$79:D501)","v":0},{"$f":"AVERAGE(M$79:M501)","v":273.29137210652772},-20.205450345498665,{"$f":"AVERAGE(P$79:P501)","v":139.1243579946306},633,null,null,null,null,null,null,0,633,-1617.8139248065322,null,null,null,null,null,null,null,null,null,null,null,null,null,40098.112152776994,{"$f":"LOOKUP($AO501,Data!$A$6:$A$1806,Data!$B$6:$B$1806)","v":60.002998352050781},{"$f":"LOOKUP($AO501,Data!$A$6:$A$1806,Data!$C$6:$C$1806)","v":0},{"$f":"LOOKUP($AO501,Data!$A$6:$A$1806,Data!$D$6:$D$1806)","v":0},{"$f":"IF($AS$1=\"+\",LOOKUP($AO501,Data!$A$6:$A$1806,Data!$E$6:$E$1806)*-1,LOOKUP($AO501,Data!$A$6:$A$1806,Data!$E$6:$E$1806))","v":-223.01573181152344},{"$f":"LOOKUP($AO501,Data!$A$6:$A$1806,Data!$F$6:$F$1806)","v":0},{"$f":"LOOKUP($AO501,Data!$A$6:$A$1806,Data!$G$6:$G$1806)","v":0},{"$f":"LOOKUP($AO501,Data!$A$6:$A$1806,Data!$H$6:$H$1806)","v":0},{"$f":"LOOKUP($AO501,Data!$A$6:$A$1806,Data!$I$6:$I$1806)","v":0},{"$f":"LOOKUP($AO501,Data!$A$6:$A$1806,Data!$J$6:$J$1806)","v":-653},{"$f":"LOOKUP($AO501,Data!$A$6:$A$1806,Data!$K$6:$K$1806)","v":7791.72},-11.993408203125]
[null,40098.11217592514,{"$f":"LOOKUP(B502,Data!$A$6:$A$1806,Data!B$6:B$1806)","v":60.004001617431641},{"$f":"LOOKUP(B502,Data!$A$6:$A$1806,Data!C$6:C$1806)","v":0},null,null,null,-16.0064697265625,-16.0064697265625,null,null,0,-51.996673167941026,{"$f":"AVERAGE(D$79:D502)","v":0},{"$f":"AVERAGE(M$79:M502)","v":272.52418332050303},-20.205450345498665,{"$f":"AVERAGE(P$79:P502)","v":138.74769178106055},633,null,null,null,null,null,null,0,633,-1660.3885079611262,null,null,null,null,null,null,null,null,null,null,null,null,null,40098.11217592514,{"$f":"LOOKUP($AO502,Data!$A$6:$A$1806,Data!$B$6:$B$1806)","v":60.004001617431641},{"$f":"LOOKUP($AO502,Data!$A$6:$A$1806,Data!$C$6:$C$1806)","v":0},{"$f":"LOOKUP($AO502,Data!$A$6:$A$1806,Data!$D$6:$D$1806)","v":0},{"$f":"IF($AS$1=\"+\",LOOKUP($AO502,Data!$A$6:$A$1806,Data!$E$6:$E$1806)*-1,LOOKUP($AO502,Data!$A$6:$A$1806,Data!$E$6:$E$1806))","v":-223.01573181152344},{"$f":"LOOKUP($AO502,Data!$A$6:$A$1806,Data!$F$6:$F$1806)","v":0},{"$f":"LOOKUP($AO502,Data!$A$6:$A$1806,Data!$G$6:$G$1806)","v":0},{"$f":"LOOKUP($AO502,Data!$A$6:$A$1806,Data!$H$6:$H$1806)","v":0},{"$f":"LOOKUP($AO502,Data!$A$6:$A$1806,Data!$I$6:$I$1806)","v":0},{"$f":"LOOKUP($AO502,Data!$A$6:$A$1806,Data!$J$6:$J$1806)","v":-653},{"$f":"LOOKUP($AO502,Data!$A$6:$A$1806,Data!$K$6:$K$1806)","v":7792.05},-16.0064697265625]
[null,40098.112199073286,{"$f":"LOOKUP(B503,Data!$A$6:$A$1806,Data!B$6:B$1806)","v":60.006000518798828},{"$f":"LOOKUP(B503,Data!$A$6:$A$1806,Data!C$6:C$1806)","v":0},null,null,null,-24.0020751953125,-24.0020751953125,null,null,0,-59.992278636691026,{"$f":"AVERAGE(D$79:D503)","v":0},{"$f":"AVERAGE(M$79:M503)","v":271.7417916453096},-20.205450345498665,{"$f":"AVERAGE(P$79:P503)","v":138.37280229491301},633,null,null,null,null,null,null,0,633,-1752.2633825684077,null,null,null,null,null,null,null,null,null,null,null,null,null,40098.112199073286,{"$f":"LOOKUP($AO503,Data!$A$6:$A$1806,Data!$B$6:$B$1806)","v":60.006000518798828},{"$f":"LOOKUP($AO503,Data!$A$6:$A$1806,Data!$C$6:$C$1806)","v":0},{"$f":"LOOKUP($AO503,Data!$A$6:$A$1806,Data!$D$6:$D$1806)","v":0},{"$f":"IF($AS$1=\"+\",LOOKUP($AO503,Data!$A$6:$A$1806,Data!$E$6:$E$1806)*-1,LOOKUP($AO503,Data!$A$6:$A$1806,Data!$E$6:$E$1806))","v":-223.01573181152344},{"$f":"LOOKUP($AO503,Data!$A$6:$A$1806,Data!$F$6:$F$1806)","v":0},{"$f":"LOOKUP($AO503,Data!$A$6:$A$1806,Data!$G$6:$G$1806)","v":0},{"$f":"LOOKUP($AO503,Data!$A$6:$A$1806,Data!$H$6:$H$1806)","v":0},{"$f":"LOOKUP($AO503,Data!$A$6:$A$1806,Data!$I$6:$I$1806)","v":0},{"$f":"LOOKUP($AO503,Data!$A$6:$A$1806,Data!$J$6:$J$1806)","v":-653},{"$f":"LOOKUP($AO503,Data!$A$6:$A$1806,Data!$K$6:$K$1806)","v":7792.38},-24.0020751953125]
[null,40098.112222221433,{"$f":"LOOKUP(B504,Data!$A$6:$A$1806,Data!B$6:B$1806)","v":60.012001037597656},{"$f":"LOOKUP(B504,Data!$A$6:$A$1806,Data!C$6:C$1806)","v":0},null,null,null,-48.004150390625,-48.004150390625,null,null,0,-83.994353832003526,{"$f":"AVERAGE(D$79:D504)","v":0},{"$f":"AVERAGE(M$79:M504)","v":270.90673027094971},-20.205450345498665,{"$f":"AVERAGE(P$79:P504)","v":137.99967699458261},633,null,null,null,null,null,null,0,633,-2101.3014895132569,null,null,null,null,null,null,null,null,null,null,null,null,null,40098.112222221433,{"$f":"LOOKUP($AO504,Data!$A$6:$A$1806,Data!$B$6:$B$1806)","v":60.012001037597656},{"$f":"LOOKUP($AO504,Data!$A$6:$A$1806,Data!$C$6:$C$1806)","v":0},{"$f":"LOOKUP($AO504,Data!$A$6:$A$1806,Data!$D$6:$D$1806)","v":0},{"$f":"IF($AS$1=\"+\",LOOKUP($AO504,Data!$A$6:$A$1806,Data!$E$6:$E$1806)*-1,LOOKUP($AO504,Data!$A$6:$A$1806,Data!$E$6:$E$1806))","v":-223.01573181152344},{"$f":"LOOKUP($AO504,Data!$A$6:$A$1806,Data!$F$6:$F$1806)","v":0},{"$f":"LOOKUP($AO504,Data!$A$6:$A$1806,Data!$G$6:$G$1806)","v":0},{"$f":"LOOKUP($AO504,Data!$A$6:$A$1806,Data!$H$6:$H$1806)","v":0},{"$f":"LOOKUP($AO504,Data!$A$6:$A$1806,Data!$I$6:$I$1806)","v":0},{"$f":"LOOKUP($AO504,Data!$A$6:$A$1806,Data!$J$6:$J$1806)","v":-653},{"$f":"LOOKUP($AO504,Data!$A$6:$A$1806,Data!$K$6:$K$1806)","v":7792.71},-48.004150390625]
[null,40098.112245369579,{"$f":"LOOKUP(B505,Data!$A$6:$A$1806,Data!B$6:B$1806)","v":60.013999938964844},{"$f":"LOOKUP(B505,Data!$A$6:$A$1806,Data!C$6:C$1806)","v":0},null,null,null,-55.999755859375,-55.999755859375,null,null,0,-91.989959300753526,{"$f":"AVERAGE(D$79:D505)","v":0},{"$f":"AVERAGE(M$79:M505)","v":270.05685511972791},-20.205450345498665,{"$f":"AVERAGE(P$79:P505)","v":137.62830345622564},633,null,null,null,null,null,null,0,633,-2250.6437719342862,null,null,null,null,null,null,null,null,null,null,null,null,null,40098.112245369579,{"$f":"LOOKUP($AO505,Data!$A$6:$A$1806,Data!$B$6:$B$1806)","v":60.013999938964844},{"$f":"LOOKUP($AO505,Data!$A$6:$A$1806,Data!$C$6:$C$1806)","v":0},{"$f":"LOOKUP($AO505,Data!$A$6:$A$1806,Data!$D$6:$D$1806)","v":0},{"$f":"IF($AS$1=\"+\",LOOKUP($AO505,Data!$A$6:$A$1806,Data!$E$6:$E$1806)*-1,LOOKUP($AO505,Data!$A$6:$A$1806,Data!$E$6:$E$1806))","v":-223.01573181152344},{"$f":"LOOKUP($AO505,Data!$A$6:$A$1806,Data!$F$6:$F$1806)","v":0},{"$f":"LOOKUP($AO505,Data!$A$6:$A$1806,Data!$G$6:$G$1806)","v":0},{"$f":"LOOKUP($AO505,Data!$A$6:$A$1806,Data!$H$6:$H$1806)","v":0},{"$f":"LOOKUP($AO505,Data!$A$6:$A$1806,Data!$I$6:$I$1806)","v":0},{"$f":"LOOKUP($AO505,Data!$A$6:$A$1806,Data!$J$6:$J$1806)","v":-653},{"$f":"LOOKUP($AO505,Data!$A$6:$A$1806,Data!$K$6:$K$1806)","v":7793.04},-55.999755859375]
[null,40098.112268517725,{"$f":"LOOKUP(B506,Data!$A$6:$A$1806,Data!B$6:B$1806)","v":60.019001007080078},{"$f":"LOOKUP(B506,Data!$A$6:$A$1806,Data!C$6:C$1806)","v":0},null,null,null,-76.0040283203125,-76.0040283203125,null,null,0,-111.99423176169103,{"$f":"AVERAGE(D$79:D506)","v":0},{"$f":"AVERAGE(M$79:M506)","v":269.16421239336944},-20.205450345498665,{"$f":"AVERAGE(P$79:P506)","v":137.25866937238084},633,null,null,null,null,null,null,0,633,-2737.3898669965974,null,null,null,null,null,null,null,null,null,null,null,null,null,40098.112268517725,{"$f":"LOOKUP($AO506,Data!$A$6:$A$1806,Data!$B$6:$B$1806)","v":60.019001007080078},{"$f":"LOOKUP($AO506,Data!$A$6:$A$1806,Data!$C$6:$C$1806)","v":0},{"$f":"LOOKUP($AO506,Data!$A$6:$A$1806,Data!$D$6:$D$1806)","v":0},{"$f":"IF($AS$1=\"+\",LOOKUP($AO506,Data!$A$6:$A$1806,Data!$E$6:$E$1806)*-1,LOOKUP($AO506,Data!$A$6:$A$1806,Data!$E$6:$E$1806))","v":-223.01573181152344},{"$f":"LOOKUP($AO506,Data!$A$6:$A$1806,Data!$F$6:$F$1806)","v":0},{"$f":"LOOKUP($AO506,Data!$A$6:$A$1806,Data!$G$6:$G$1806)","v":0},{"$f":"LOOKUP($AO506,Data!$A$6:$A$1806,Data!$H$6:$H$1806)","v":0},{"$f":"LOOKUP($AO506,Data!$A$6:$A$1806,Data!$I$6:$I$1806)","v":0},{"$f":"LOOKUP($AO506,Data!$A$6:$A$1806,Data!$J$6:$J$1806)","v":-653},{"$f":"LOOKUP($AO506,Data!$A$6:$A$1806,Data!$K$6:$K$1806)","v":7793.37},-76.0040283203125]
[null,40098.112291665871,{"$f":"LOOKUP(B507,Data!$A$6:$A$1806,Data!B$6:B$1806)","v":60.020999908447266},{"$f":"LOOKUP(B507,Data!$A$6:$A$1806,Data!C$6:C$1806)","v":0},null,null,null,-83.9996337890625,-83.9996337890625,null,null,0,-119.98983723044103,{"$f":"AVERAGE(D$79:D507)","v":0},{"$f":"AVERAGE(M$79:M507)","v":268.25709339657737},-20.205450345498665,{"$f":"AVERAGE(P$79:P507)","v":136.89076255061008},633,null,null,null,null,null,null,0,633,-2996.4047942577254,null,null,null,null,null,null,null,null,null,null,null,null,null,40098.112291665871,{"$f":"LOOKUP($AO507,Data!$A$6:$A$1806,Data!$B$6:$B$1806)","v":60.020999908447266},{"$f":"LOOKUP($AO507,Data!$A$6:$A$1806,Data!$C$6:$C$1806)","v":0},{"$f":"LOOKUP($AO507,Data!$A$6:$A$1806,Data!$D$6:$D$1806)","v":0},{"$f":"IF($AS$1=\"+\",LOOKUP($AO507,Data!$A$6:$A$1806,Data!$E$6:$E$1806)*-1,LOOKUP($AO507,Data!$A$6:$A$1806,Data!$E$6:$E$1806))","v":-223.01573181152344},{"$f":"LOOKUP($AO507,Data!$A$6:$A$1806,Data!$F$6:$F$1806)","v":0},{"$f":"LOOKUP($AO507,Data!$A$6:$A$1806,Data!$G$6:$G$1806)","v":0},{"$f":"LOOKUP($AO507,Data!$A$6:$A$1806,Data!$H$6:$H$1806)","v":0},{"$f":"LOOKUP($AO507,Data!$A$6:$A$1806,Data!$I$6:$I$1806)","v":0},{"$f":"LOOKUP($AO507,Data!$A$6:$A$1806,Data!$J$6:$J$1806)","v":-653},{"$f":"LOOKUP($AO507,Data!$A$6:$A$1806,Data!$K$6:$K$1806)","v":7793.7},-83.9996337890625]
[null,40098.112314814018,{"$f":"LOOKUP(B508,Data!$A$6:$A$1806,Data!B$6:B$1806)","v":60.025001525878906},{"$f":"LOOKUP(B508,Data!$A$6:$A$1806,Data!C$6:C$1806)","v":0},null,null,null,-100.006103515625,-100.006103515625,null,null,0,-135.99630695700353,{"$f":"AVERAGE(D$79:D508)","v":0},{"$f":"AVERAGE(M$79:M508)","v":267.31696920970853},-20.205450345498665,{"$f":"AVERAGE(P$79:P508)","v":136.5245709121576},633,null,null,null,null,null,null,0,633,-3696.6311603686891,null,null,null,null,null,null,null,null,null,null,null,null,null,40098.112314814018,{"$f":"LOOKUP($AO508,Data!$A$6:$A$1806,Data!$B$6:$B$1806)","v":60.025001525878906},{"$f":"LOOKUP($AO508,Data!$A$6:$A$1806,Data!$C$6:$C$1806)","v":0},{"$f":"LOOKUP($AO508,Data!$A$6:$A$1806,Data!$D$6:$D$1806)","v":0},{"$f":"IF($AS$1=\"+\",LOOKUP($AO508,Data!$A$6:$A$1806,Data!$E$6:$E$1806)*-1,LOOKUP($AO508,Data!$A$6:$A$1806,Data!$E$6:$E$1806))","v":-223.01573181152344},{"$f":"LOOKUP($AO508,Data!$A$6:$A$1806,Data!$F$6:$F$1806)","v":0},{"$f":"LOOKUP($AO508,Data!$A$6:$A$1806,Data!$G$6:$G$1806)","v":0},{"$f":"LOOKUP($AO508,Data!$A$6:$A$1806,Data!$H$6:$H$1806)","v":0},{"$f":"LOOKUP($AO508,Data!$A$6:$A$1806,Data!$I$6:$I$1806)","v":0},{"$f":"LOOKUP($AO508,Data!$A$6:$A$1806,Data!$J$6:$J$1806)","v":-653},{"$f":"LOOKUP($AO508,Data!$A$6:$A$1806,Data!$K$6:$K$1806)","v":7794.03},-100.006103515625]
[null,40098.112337962164,{"$f":"LOOKUP(B509,Data!$A$6:$A$1806,Data!B$6:B$1806)","v":60.0260009765625},{"$f":"LOOKUP(B509,Data!$A$6:$A$1806,Data!C$6:C$1806)","v":0},null,null,null,-104.00390625,-104.00390625,null,null,0,-139.99410969137853,{"$f":"AVERAGE(D$79:D509)","v":0},{"$f":"AVERAGE(M$79:M509)","v":266.37193190367356},-20.205450345498665,{"$f":"AVERAGE(P$79:P509)","v":136.16008249062818},633,null,null,null,null,null,null,0,633,-3925.7643530977375,null,null,null,null,null,null,null,null,null,null,null,null,null,40098.112337962164,{"$f":"LOOKUP($AO509,Data!$A$6:$A$1806,Data!$B$6:$B$1806)","v":60.0260009765625},{"$f":"LOOKUP($AO509,Data!$A$6:$A$1806,Data!$C$6:$C$1806)","v":0},{"$f":"LOOKUP($AO509,Data!$A$6:$A$1806,Data!$D$6:$D$1806)","v":0},{"$f":"IF($AS$1=\"+\",LOOKUP($AO509,Data!$A$6:$A$1806,Data!$E$6:$E$1806)*-1,LOOKUP($AO509,Data!$A$6:$A$1806,Data!$E$6:$E$1806))","v":-223.01573181152344},{"$f":"LOOKUP($AO509,Data!$A$6:$A$1806,Data!$F$6:$F$1806)","v":0},{"$f":"LOOKUP($AO509,Data!$A$6:$A$1806,Data!$G$6:$G$1806)","v":0},{"$f":"LOOKUP($AO509,Data!$A$6:$A$1806,Data!$H$6:$H$1806)","v":0},{"$f":"LOOKUP($AO509,Data!$A$6:$A$1806,Data!$I$6:$I$1806)","v":0},{"$f":"LOOKUP($AO509,Data!$A$6:$A$1806,Data!$J$6:$J$1806)","v":-653},{"$f":"LOOKUP($AO509,Data!$A$6:$A$1806,Data!$K$6:$K$1806)","v":7794.36},-104.00390625]
[null,40098.11236111031,{"$f":"LOOKUP(B510,Data!$A$6:$A$1806,Data!B$6:B$1806)","v":60.027000427246094},{"$f":"LOOKUP(B510,Data!$A$6:$A$1806,Data!C$6:C$1806)","v":0},null,null,null,-108.001708984375,-108.001708984375,null,null,0,-143.99191242575353,{"$f":"AVERAGE(D$79:D510)","v":0},{"$f":"AVERAGE(M$79:M510)","v":265.42201559735543},-20.205450345498665,{"$f":"AVERAGE(P$79:P510)","v":135.79728543068356},633,null,null,null,null,null,null,0,633,-4185.1799110942966,null,null,null,null,null,null,null,null,null,null,null,null,null,40098.11236111031,{"$f":"LOOKUP($AO510,Data!$A$6:$A$1806,Data!$B$6:$B$1806)","v":60.027000427246094},{"$f":"LOOKUP($AO510,Data!$A$6:$A$1806,Data!$C$6:$C$1806)","v":0},{"$f":"LOOKUP($AO510,Data!$A$6:$A$1806,Data!$D$6:$D$1806)","v":0},{"$f":"IF($AS$1=\"+\",LOOKUP($AO510,Data!$A$6:$A$1806,Data!$E$6:$E$1806)*-1,LOOKUP($AO510,Data!$A$6:$A$1806,Data!$E$6:$E$1806))","v":-223.01573181152344},{"$f":"LOOKUP($AO510,Data!$A$6:$A$1806,Data!$F$6:$F$1806)","v":0},{"$f":"LOOKUP($AO510,Data!$A$6:$A$1806,Data!$G$6:$G$1806)","v":0},{"$f":"LOOKUP($AO510,Data!$A$6:$A$1806,Data!$H$6:$H$1806)","v":0},{"$f":"LOOKUP($AO510,Data!$A$6:$A$1806,Data!$I$6:$I$1806)","v":0},{"$f":"LOOKUP($AO510,Data!$A$6:$A$1806,Data!$J$6:$J$1806)","v":-653},{"$f":"LOOKUP($AO510,Data!$A$6:$A$1806,Data!$K$6:$K$1806)","v":7794.69},-108.001708984375]
[null,40098.112384258457,{"$f":"LOOKUP(B511,Data!$A$6:$A$1806,Data!B$6:B$1806)","v":60.028999328613281},{"$f":"LOOKUP(B511,Data!$A$6:$A$1806,Data!C$6:C$1806)","v":0},null,null,null,-115.997314453125,-115.997314453125,null,null,0,-151.98751789450353,{"$f":"AVERAGE(D$79:D511)","v":0},{"$f":"AVERAGE(M$79:M511)","v":264.45802129367905},-20.205450345498665,{"$f":"AVERAGE(P$79:P511)","v":135.43616798675723},633,null,null,null,null,null,null,0,633,-4822.5277582010394,null,null,null,null,null,null,null,null,null,null,null,null,null,40098.112384258457,{"$f":"LOOKUP($AO511,Data!$A$6:$A$1806,Data!$B$6:$B$1806)","v":60.028999328613281},{"$f":"LOOKUP($AO511,Data!$A$6:$A$1806,Data!$C$6:$C$1806)","v":0},{"$f":"LOOKUP($AO511,Data!$A$6:$A$1806,Data!$D$6:$D$1806)","v":0},{"$f":"IF($AS$1=\"+\",LOOKUP($AO511,Data!$A$6:$A$1806,Data!$E$6:$E$1806)*-1,LOOKUP($AO511,Data!$A$6:$A$1806,Data!$E$6:$E$1806))","v":-223.01573181152344},{"$f":"LOOKUP($AO511,Data!$A$6:$A$1806,Data!$F$6:$F$1806)","v":0},{"$f":"LOOKUP($AO511,Data!$A$6:$A$1806,Data!$G$6:$G$1806)","v":0},{"$f":"LOOKUP($AO511,Data!$A$6:$A$1806,Data!$H$6:$H$1806)","v":0},{"$f":"LOOKUP($AO511,Data!$A$6:$A$1806,Data!$I$6:$I$1806)","v":0},{"$f":"LOOKUP($AO511,Data!$A$6:$A$1806,Data!$J$6:$J$1806)","v":-653},{"$f":"LOOKUP($AO511,Data!$A$6:$A$1806,Data!$K$6:$K$1806)","v":7795.02},-115.997314453125]
[null,40098.112407406603,{"$f":"LOOKUP(B512,Data!$A$6:$A$1806,Data!B$6:B$1806)","v":60.028999328613281},{"$f":"LOOKUP(B512,Data!$A$6:$A$1806,Data!C$6:C$1806)","v":0},null,null,null,-115.997314453125,-115.997314453125,null,null,0,-151.98751789450353,{"$f":"AVERAGE(D$79:D512)","v":0},{"$f":"AVERAGE(M$79:M512)","v":263.49846936006571},-20.205450345498665,{"$f":"AVERAGE(P$79:P512)","v":135.07671852178663},633,null,null,null,null,null,null,0,633,-4822.5277582010394,null,null,null,null,null,null,null,null,null,null,null,null,null,40098.112407406603,{"$f":"LOOKUP($AO512,Data!$A$6:$A$1806,Data!$B$6:$B$1806)","v":60.028999328613281},{"$f":"LOOKUP($AO512,Data!$A$6:$A$1806,Data!$C$6:$C$1806)","v":0},{"$f":"LOOKUP($AO512,Data!$A$6:$A$1806,Data!$D$6:$D$1806)","v":0},{"$f":"IF($AS$1=\"+\",LOOKUP($AO512,Data!$A$6:$A$1806,Data!$E$6:$E$1806)*-1,LOOKUP($AO512,Data!$A$6:$A$1806,Data!$E$6:$E$1806))","v":-223.01573181152344},{"$f":"LOOKUP($AO512,Data!$A$6:$A$1806,Data!$F$6:$F$1806)","v":0},{"$f":"LOOKUP($AO512,Data!$A$6:$A$1806,Data!$G$6:$G$1806)","v":0},{"$f":"LOOKUP($AO512,Data!$A$6:$A$1806,Data!$H$6:$H$1806)","v":0},{"$f":"LOOKUP($AO512,Data!$A$6:$A$1806,Data!$I$6:$I$1806)","v":0},{"$f":"LOOKUP($AO512,Data!$A$6:$A$1806,Data!$J$6:$J$1806)","v":-653},{"$f":"LOOKUP($AO512,Data!$A$6:$A$1806,Data!$K$6:$K$1806)","v":7795.35},-115.997314453125]
[null,40098.112430554749,{"$f":"LOOKUP(B513,Data!$A$6:$A$1806,Data!B$6:B$1806)","v":60.036998748779297},{"$f":"LOOKUP(B513,Data!$A$6:$A$1806,Data!C$6:C$1806)","v":0},null,null,null,-147.9949951171875,-147.9949951171875,null,null,0,-183.98519855856603,{"$f":"AVERAGE(D$79:D513)","v":0},{"$f":"AVERAGE(M$79:M513)","v":262.46977127289642},-20.205450345498665,{"$f":"AVERAGE(P$79:P513)","v":134.7189255059634},633,null,null,null,null,null,null,0,633,-12347.662691842619,null,null,null,null,null,null,null,null,null,null,null,null,null,40098.112430554749,{"$f":"LOOKUP($AO513,Data!$A$6:$A$1806,Data!$B$6:$B$1806)","v":60.036998748779297},{"$f":"LOOKUP($AO513,Data!$A$6:$A$1806,Data!$C$6:$C$1806)","v":0},{"$f":"LOOKUP($AO513,Data!$A$6:$A$1806,Data!$D$6:$D$1806)","v":0},{"$f":"IF($AS$1=\"+\",LOOKUP($AO513,Data!$A$6:$A$1806,Data!$E$6:$E$1806)*-1,LOOKUP($AO513,Data!$A$6:$A$1806,Data!$E$6:$E$1806))","v":-223.01573181152344},{"$f":"LOOKUP($AO513,Data!$A$6:$A$1806,Data!$F$6:$F$1806)","v":0},{"$f":"LOOKUP($AO513,Data!$A$6:$A$1806,Data!$G$6:$G$1806)","v":0},{"$f":"LOOKUP($AO513,Data!$A$6:$A$1806,Data!$H$6:$H$1806)","v":0},{"$f":"LOOKUP($AO513,Data!$A$6:$A$1806,Data!$I$6:$I$1806)","v":0},{"$f":"LOOKUP($AO513,Data!$A$6:$A$1806,Data!$J$6:$J$1806)","v":-653},{"$f":"LOOKUP($AO513,Data!$A$6:$A$1806,Data!$K$6:$K$1806)","v":7795.68},-147.9949951171875]
[null,40098.112453702895,{"$f":"LOOKUP(B514,Data!$A$6:$A$1806,Data!B$6:B$1806)","v":60.035999298095703},{"$f":"LOOKUP(B514,Data!$A$6:$A$1806,Data!C$6:C$1806)","v":0},null,null,null,-143.9971923828125,-143.9971923828125,null,null,0,-179.98739582419103,{"$f":"AVERAGE(D$79:D514)","v":0},{"$f":"AVERAGE(M$79:M514)","v":261.45496125661873},-20.205450345498665,{"$f":"AVERAGE(P$79:P514)","v":134.36277751550026},633,null,null,null,null,null,null,0,633,-10333.1300381412,null,null,null,null,null,null,null,null,null,null,null,null,null,40098.112453702895,{"$f":"LOOKUP($AO514,Data!$A$6:$A$1806,Data!$B$6:$B$1806)","v":60.035999298095703},{"$f":"LOOKUP($AO514,Data!$A$6:$A$1806,Data!$C$6:$C$1806)","v":0},{"$f":"LOOKUP($AO514,Data!$A$6:$A$1806,Data!$D$6:$D$1806)","v":0},{"$f":"IF($AS$1=\"+\",LOOKUP($AO514,Data!$A$6:$A$1806,Data!$E$6:$E$1806)*-1,LOOKUP($AO514,Data!$A$6:$A$1806,Data!$E$6:$E$1806))","v":-223.01573181152344},{"$f":"LOOKUP($AO514,Data!$A$6:$A$1806,Data!$F$6:$F$1806)","v":0},{"$f":"LOOKUP($AO514,Data!$A$6:$A$1806,Data!$G$6:$G$1806)","v":0},{"$f":"LOOKUP($AO514,Data!$A$6:$A$1806,Data!$H$6:$H$1806)","v":0},{"$f":"LOOKUP($AO514,Data!$A$6:$A$1806,Data!$I$6:$I$1806)","v":0},{"$f":"LOOKUP($AO514,Data!$A$6:$A$1806,Data!$J$6:$J$1806)","v":-653},{"$f":"LOOKUP($AO514,Data!$A$6:$A$1806,Data!$K$6:$K$1806)","v":7796.01},-143.9971923828125]
[null,40098.112476851042,{"$f":"LOOKUP(B515,Data!$A$6:$A$1806,Data!B$6:B$1806)","v":60.036998748779297},{"$f":"LOOKUP(B515,Data!$A$6:$A$1806,Data!C$6:C$1806)","v":0},null,null,null,-147.9949951171875,-147.9949951171875,null,null,0,-183.98519855856603,{"$f":"AVERAGE(D$79:D515)","v":0},{"$f":"AVERAGE(M$79:M515)","v":260.43564738976471},-20.205450345498665,{"$f":"AVERAGE(P$79:P515)","v":134.00826323141541},633,null,null,null,null,null,null,0,633,-12347.662691842619,null,null,null,null,null,null,null,null,null,null,null,null,null,40098.112476851042,{"$f":"LOOKUP($AO515,Data!$A$6:$A$1806,Data!$B$6:$B$1806)","v":60.036998748779297},{"$f":"LOOKUP($AO515,Data!$A$6:$A$1806,Data!$C$6:$C$1806)","v":0},{"$f":"LOOKUP($AO515,Data!$A$6:$A$1806,Data!$D$6:$D$1806)","v":0},{"$f":"IF($AS$1=\"+\",LOOKUP($AO515,Data!$A$6:$A$1806,Data!$E$6:$E$1806)*-1,LOOKUP($AO515,Data!$A$6:$A$1806,Data!$E$6:$E$1806))","v":-223.01573181152344},{"$f":"LOOKUP($AO515,Data!$A$6:$A$1806,Data!$F$6:$F$1806)","v":0},{"$f":"LOOKUP($AO515,Data!$A$6:$A$1806,Data!$G$6:$G$1806)","v":0},{"$f":"LOOKUP($AO515,Data!$A$6:$A$1806,Data!$H$6:$H$1806)","v":0},{"$f":"LOOKUP($AO515,Data!$A$6:$A$1806,Data!$I$6:$I$1806)","v":0},{"$f":"LOOKUP($AO515,Data!$A$6:$A$1806,Data!$J$6:$J$1806)","v":-653},{"$f":"LOOKUP($AO515,Data!$A$6:$A$1806,Data!$K$6:$K$1806)","v":7796.34},-147.9949951171875]
[null,40098.112499999188,{"$f":"LOOKUP(B516,Data!$A$6:$A$1806,Data!B$6:B$1806)","v":60.036998748779297},{"$f":"LOOKUP(B516,Data!$A$6:$A$1806,Data!C$6:C$1806)","v":0},null,null,null,-147.9949951171875,-147.9949951171875,null,null,0,-183.98519855856603,{"$f":"AVERAGE(D$79:D516)","v":0},{"$f":"AVERAGE(M$79:M516)","v":259.42098792412929},-20.205450345498665,{"$f":"AVERAGE(P$79:P516)","v":133.65537143833322},633,null,null,null,null,null,null,0,633,-12347.662691842619,null,null,null,null,null,null,null,null,null,null,null,null,null,40098.112499999188,{"$f":"LOOKUP($AO516,Data!$A$6:$A$1806,Data!$B$6:$B$1806)","v":60.036998748779297},{"$f":"LOOKUP($AO516,Data!$A$6:$A$1806,Data!$C$6:$C$1806)","v":0},{"$f":"LOOKUP($AO516,Data!$A$6:$A$1806,Data!$D$6:$D$1806)","v":0},{"$f":"IF($AS$1=\"+\",LOOKUP($AO516,Data!$A$6:$A$1806,Data!$E$6:$E$1806)*-1,LOOKUP($AO516,Data!$A$6:$A$1806,Data!$E$6:$E$1806))","v":-223.01573181152344},{"$f":"LOOKUP($AO516,Data!$A$6:$A$1806,Data!$F$6:$F$1806)","v":0},{"$f":"LOOKUP($AO516,Data!$A$6:$A$1806,Data!$G$6:$G$1806)","v":0},{"$f":"LOOKUP($AO516,Data!$A$6:$A$1806,Data!$H$6:$H$1806)","v":0},{"$f":"LOOKUP($AO516,Data!$A$6:$A$1806,Data!$I$6:$I$1806)","v":0},{"$f":"LOOKUP($AO516,Data!$A$6:$A$1806,Data!$J$6:$J$1806)","v":-653},{"$f":"LOOKUP($AO516,Data!$A$6:$A$1806,Data!$K$6:$K$1806)","v":7796.67},-147.9949951171875]
[null,40098.112523147334,{"$f":"LOOKUP(B517,Data!$A$6:$A$1806,Data!B$6:B$1806)","v":60.035999298095703},{"$f":"LOOKUP(B517,Data!$A$6:$A$1806,Data!C$6:C$1806)","v":0},null,null,null,-143.9971923828125,-143.9971923828125,null,null,0,-179.98739582419103,{"$f":"AVERAGE(D$79:D517)","v":0},{"$f":"AVERAGE(M$79:M517)","v":258.42005766502149},-20.205450345498665,{"$f":"AVERAGE(P$79:P517)","v":133.30409102330162},633,null,null,null,null,null,null,0,633,-10333.1300381412,null,null,null,null,null,null,null,null,null,null,null,null,null,40098.112523147334,{"$f":"LOOKUP($AO517,Data!$A$6:$A$1806,Data!$B$6:$B$1806)","v":60.035999298095703},{"$f":"LOOKUP($AO517,Data!$A$6:$A$1806,Data!$C$6:$C$1806)","v":0},{"$f":"LOOKUP($AO517,Data!$A$6:$A$1806,Data!$D$6:$D$1806)","v":0},{"$f":"IF($AS$1=\"+\",LOOKUP($AO517,Data!$A$6:$A$1806,Data!$E$6:$E$1806)*-1,LOOKUP($AO517,Data!$A$6:$A$1806,Data!$E$6:$E$1806))","v":-223.01573181152344},{"$f":"LOOKUP($AO517,Data!$A$6:$A$1806,Data!$F$6:$F$1806)","v":0},{"$f":"LOOKUP($AO517,Data!$A$6:$A$1806,Data!$G$6:$G$1806)","v":0},{"$f":"LOOKUP($AO517,Data!$A$6:$A$1806,Data!$H$6:$H$1806)","v":0},{"$f":"LOOKUP($AO517,Data!$A$6:$A$1806,Data!$I$6:$I$1806)","v":0},{"$f":"LOOKUP($AO517,Data!$A$6:$A$1806,Data!$J$6:$J$1806)","v":-653},{"$f":"LOOKUP($AO517,Data!$A$6:$A$1806,Data!$K$6:$K$1806)","v":7797},-143.9971923828125]
[null,40098.112546295481,{"$f":"LOOKUP(B518,Data!$A$6:$A$1806,Data!B$6:B$1806)","v":60.041000366210938},{"$f":"LOOKUP(B518,Data!$A$6:$A$1806,Data!C$6:C$1806)","v":0},null,null,null,-164.00146484375,-164.00146484375,null,null,0,-199.99166828512853,{"$f":"AVERAGE(D$79:D518)","v":0},{"$f":"AVERAGE(M$79:M518)","v":257.37821283331658},-20.205450345498665,{"$f":"AVERAGE(P$79:P518)","v":132.95441097462555},633,null,null,null,null,null,null,0,633,-56273.726833403984,null,null,null,null,null,null,null,null,null,null,null,null,null,40098.112546295481,{"$f":"LOOKUP($AO518,Data!$A$6:$A$1806,Data!$B$6:$B$1806)","v":60.041000366210938},{"$f":"LOOKUP($AO518,Data!$A$6:$A$1806,Data!$C$6:$C$1806)","v":0},{"$f":"LOOKUP($AO518,Data!$A$6:$A$1806,Data!$D$6:$D$1806)","v":0},{"$f":"IF($AS$1=\"+\",LOOKUP($AO518,Data!$A$6:$A$1806,Data!$E$6:$E$1806)*-1,LOOKUP($AO518,Data!$A$6:$A$1806,Data!$E$6:$E$1806))","v":-223.01573181152344},{"$f":"LOOKUP($AO518,Data!$A$6:$A$1806,Data!$F$6:$F$1806)","v":0},{"$f":"LOOKUP($AO518,Data!$A$6:$A$1806,Data!$G$6:$G$1806)","v":0},{"$f":"LOOKUP($AO518,Data!$A$6:$A$1806,Data!$H$6:$H$1806)","v":0},{"$f":"LOOKUP($AO518,Data!$A$6:$A$1806,Data!$I$6:$I$1806)","v":0},{"$f":"LOOKUP($AO518,Data!$A$6:$A$1806,Data!$J$6:$J$1806)","v":-653},{"$f":"LOOKUP($AO518,Data!$A$6:$A$1806,Data!$K$6:$K$1806)","v":7797.33},-164.00146484375]
[null,40098.112569443627,{"$f":"LOOKUP(B519,Data!$A$6:$A$1806,Data!B$6:B$1806)","v":60.042999267578125},{"$f":"LOOKUP(B519,Data!$A$6:$A$1806,Data!C$6:C$1806)","v":0},null,null,null,-171.9970703125,-171.9970703125,null,null,0,-207.98727375387853,{"$f":"AVERAGE(D$79:D519)","v":0},{"$f":"AVERAGE(M$79:M519)","v":256.32296229683766},-20.205450345498665,{"$f":"AVERAGE(P$79:P519)","v":132.60632038071617},633,null,null,null,null,null,null,0,633,72422.106710310967,null,null,null,null,null,null,null,null,null,null,null,null,null,40098.112569443627,{"$f":"LOOKUP($AO519,Data!$A$6:$A$1806,Data!$B$6:$B$1806)","v":60.042999267578125},{"$f":"LOOKUP($AO519,Data!$A$6:$A$1806,Data!$C$6:$C$1806)","v":0},{"$f":"LOOKUP($AO519,Data!$A$6:$A$1806,Data!$D$6:$D$1806)","v":0},{"$f":"IF($AS$1=\"+\",LOOKUP($AO519,Data!$A$6:$A$1806,Data!$E$6:$E$1806)*-1,LOOKUP($AO519,Data!$A$6:$A$1806,Data!$E$6:$E$1806))","v":-223.01573181152344},{"$f":"LOOKUP($AO519,Data!$A$6:$A$1806,Data!$F$6:$F$1806)","v":0},{"$f":"LOOKUP($AO519,Data!$A$6:$A$1806,Data!$G$6:$G$1806)","v":0},{"$f":"LOOKUP($AO519,Data!$A$6:$A$1806,Data!$H$6:$H$1806)","v":0},{"$f":"LOOKUP($AO519,Data!$A$6:$A$1806,Data!$I$6:$I$1806)","v":0},{"$f":"LOOKUP($AO519,Data!$A$6:$A$1806,Data!$J$6:$J$1806)","v":-653},{"$f":"LOOKUP($AO519,Data!$A$6:$A$1806,Data!$K$6:$K$1806)","v":7797.66},-171.9970703125]
[null,40098.112592591773,{"$f":"LOOKUP(B520,Data!$A$6:$A$1806,Data!B$6:B$1806)","v":60.043998718261719},{"$f":"LOOKUP(B520,Data!$A$6:$A$1806,Data!C$6:C$1806)","v":0},null,null,null,-175.994873046875,-175.994873046875,null,null,0,-211.98507648825353,{"$f":"AVERAGE(D$79:D520)","v":0},{"$f":"AVERAGE(M$79:M520)","v":255.26344184709762},-20.205450345498665,{"$f":"AVERAGE(P$79:P520)","v":132.25980842895603},633,null,null,null,null,null,null,0,633,33787.152354288621,null,null,null,null,null,null,null,null,null,null,null,null,null,40098.112592591773,{"$f":"LOOKUP($AO520,Data!$A$6:$A$1806,Data!$B$6:$B$1806)","v":60.043998718261719},{"$f":"LOOKUP($AO520,Data!$A$6:$A$1806,Data!$C$6:$C$1806)","v":0},{"$f":"LOOKUP($AO520,Data!$A$6:$A$1806,Data!$D$6:$D$1806)","v":0},{"$f":"IF($AS$1=\"+\",LOOKUP($AO520,Data!$A$6:$A$1806,Data!$E$6:$E$1806)*-1,LOOKUP($AO520,Data!$A$6:$A$1806,Data!$E$6:$E$1806))","v":-223.01573181152344},{"$f":"LOOKUP($AO520,Data!$A$6:$A$1806,Data!$F$6:$F$1806)","v":0},{"$f":"LOOKUP($AO520,Data!$A$6:$A$1806,Data!$G$6:$G$1806)","v":0},{"$f":"LOOKUP($AO520,Data!$A$6:$A$1806,Data!$H$6:$H$1806)","v":0},{"$f":"LOOKUP($AO520,Data!$A$6:$A$1806,Data!$I$6:$I$1806)","v":0},{"$f":"LOOKUP($AO520,Data!$A$6:$A$1806,Data!$J$6:$J$1806)","v":-653},{"$f":"LOOKUP($AO520,Data!$A$6:$A$1806,Data!$K$6:$K$1806)","v":7797.99},-175.994873046875]
[null,40098.112615739919,{"$f":"LOOKUP(B521,Data!$A$6:$A$1806,Data!B$6:B$1806)","v":60.042999267578125},{"$f":"LOOKUP(B521,Data!$A$6:$A$1806,Data!C$6:C$1806)","v":0},null,null,null,-171.9970703125,-171.9970703125,null,null,0,-207.98727375387853,{"$f":"AVERAGE(D$79:D521)","v":0},{"$f":"AVERAGE(M$79:M521)","v":254.21772917079744},-20.205450345498665,{"$f":"AVERAGE(P$79:P521)","v":131.91486440457945},633,null,null,null,null,null,null,0,633,72422.106710310967,null,null,null,null,null,null,null,null,null,null,null,null,null,40098.112615739919,{"$f":"LOOKUP($AO521,Data!$A$6:$A$1806,Data!$B$6:$B$1806)","v":60.042999267578125},{"$f":"LOOKUP($AO521,Data!$A$6:$A$1806,Data!$C$6:$C$1806)","v":0},{"$f":"LOOKUP($AO521,Data!$A$6:$A$1806,Data!$D$6:$D$1806)","v":0},{"$f":"IF($AS$1=\"+\",LOOKUP($AO521,Data!$A$6:$A$1806,Data!$E$6:$E$1806)*-1,LOOKUP($AO521,Data!$A$6:$A$1806,Data!$E$6:$E$1806))","v":-223.01573181152344},{"$f":"LOOKUP($AO521,Data!$A$6:$A$1806,Data!$F$6:$F$1806)","v":0},{"$f":"LOOKUP($AO521,Data!$A$6:$A$1806,Data!$G$6:$G$1806)","v":0},{"$f":"LOOKUP($AO521,Data!$A$6:$A$1806,Data!$H$6:$H$1806)","v":0},{"$f":"LOOKUP($AO521,Data!$A$6:$A$1806,Data!$I$6:$I$1806)","v":0},{"$f":"LOOKUP($AO521,Data!$A$6:$A$1806,Data!$J$6:$J$1806)","v":-653},{"$f":"LOOKUP($AO521,Data!$A$6:$A$1806,Data!$K$6:$K$1806)","v":7798.32},-171.9970703125]
[null,40098.112638888066,{"$f":"LOOKUP(B522,Data!$A$6:$A$1806,Data!B$6:B$1806)","v":60.046001434326172},{"$f":"LOOKUP(B522,Data!$A$6:$A$1806,Data!C$6:C$1806)","v":0},null,null,null,-184.0057373046875,-184.0057373046875,null,null,0,-219.99594074606603,{"$f":"AVERAGE(D$79:D522)","v":0},{"$f":"AVERAGE(M$79:M522)","v":253.14968036467837},-20.205450345498665,{"$f":"AVERAGE(P$79:P522)","v":131.57147768956798},633,null,null,null,null,null,null,0,633,16330.387698363882,null,null,null,null,null,null,null,null,null,null,null,null,null,40098.112638888066,{"$f":"LOOKUP($AO522,Data!$A$6:$A$1806,Data!$B$6:$B$1806)","v":60.046001434326172},{"$f":"LOOKUP($AO522,Data!$A$6:$A$1806,Data!$C$6:$C$1806)","v":0},{"$f":"LOOKUP($AO522,Data!$A$6:$A$1806,Data!$D$6:$D$1806)","v":0},{"$f":"IF($AS$1=\"+\",LOOKUP($AO522,Data!$A$6:$A$1806,Data!$E$6:$E$1806)*-1,LOOKUP($AO522,Data!$A$6:$A$1806,Data!$E$6:$E$1806))","v":-223.01573181152344},{"$f":"LOOKUP($AO522,Data!$A$6:$A$1806,Data!$F$6:$F$1806)","v":0},{"$f":"LOOKUP($AO522,Data!$A$6:$A$1806,Data!$G$6:$G$1806)","v":0},{"$f":"LOOKUP($AO522,Data!$A$6:$A$1806,Data!$H$6:$H$1806)","v":0},{"$f":"LOOKUP($AO522,Data!$A$6:$A$1806,Data!$I$6:$I$1806)","v":0},{"$f":"LOOKUP($AO522,Data!$A$6:$A$1806,Data!$J$6:$J$1806)","v":-653},{"$f":"LOOKUP($AO522,Data!$A$6:$A$1806,Data!$K$6:$K$1806)","v":7798.65},-184.0057373046875]
[null,40098.112662036212,{"$f":"LOOKUP(B523,Data!$A$6:$A$1806,Data!B$6:B$1806)","v":60.048000335693359},{"$f":"LOOKUP(B523,Data!$A$6:$A$1806,Data!C$6:C$1806)","v":0},null,null,null,-192.0013427734375,-192.0013427734375,null,null,0,-227.99154621481603,{"$f":"AVERAGE(D$79:D523)","v":0},{"$f":"AVERAGE(M$79:M523)","v":252.06846412517388},-20.205450345498665,{"$f":"AVERAGE(P$79:P523)","v":131.22963776156107},633,null,null,null,null,null,null,0,633,10774.265205746287,null,null,null,null,null,null,null,null,null,null,null,null,null,40098.112662036212,{"$f":"LOOKUP($AO523,Data!$A$6:$A$1806,Data!$B$6:$B$1806)","v":60.048000335693359},{"$f":"LOOKUP($AO523,Data!$A$6:$A$1806,Data!$C$6:$C$1806)","v":0},{"$f":"LOOKUP($AO523,Data!$A$6:$A$1806,Data!$D$6:$D$1806)","v":0},{"$f":"IF($AS$1=\"+\",LOOKUP($AO523,Data!$A$6:$A$1806,Data!$E$6:$E$1806)*-1,LOOKUP($AO523,Data!$A$6:$A$1806,Data!$E$6:$E$1806))","v":-223.01573181152344},{"$f":"LOOKUP($AO523,Data!$A$6:$A$1806,Data!$F$6:$F$1806)","v":0},{"$f":"LOOKUP($AO523,Data!$A$6:$A$1806,Data!$G$6:$G$1806)","v":0},{"$f":"LOOKUP($AO523,Data!$A$6:$A$1806,Data!$H$6:$H$1806)","v":0},{"$f":"LOOKUP($AO523,Data!$A$6:$A$1806,Data!$I$6:$I$1806)","v":0},{"$f":"LOOKUP($AO523,Data!$A$6:$A$1806,Data!$J$6:$J$1806)","v":-653},{"$f":"LOOKUP($AO523,Data!$A$6:$A$1806,Data!$K$6:$K$1806)","v":7798.98},-192.0013427734375]
[null,40098.112685184358,{"$f":"LOOKUP(B524,Data!$A$6:$A$1806,Data!B$6:B$1806)","v":60.046001434326172},{"$f":"LOOKUP(B524,Data!$A$6:$A$1806,Data!C$6:C$1806)","v":0},null,null,null,-184.0057373046875,-184.0057373046875,null,null,0,-219.99594074606603,{"$f":"AVERAGE(D$79:D524)","v":0},{"$f":"AVERAGE(M$79:M524)","v":251.0100237555074},-20.205450345498665,{"$f":"AVERAGE(P$79:P524)","v":130.88933419278115},633,null,null,null,null,null,null,0,633,16330.387698363882,null,null,null,null,null,null,null,null,null,null,null,null,null,40098.112685184358,{"$f":"LOOKUP($AO524,Data!$A$6:$A$1806,Data!$B$6:$B$1806)","v":60.046001434326172},{"$f":"LOOKUP($AO524,Data!$A$6:$A$1806,Data!$C$6:$C$1806)","v":0},{"$f":"LOOKUP($AO524,Data!$A$6:$A$1806,Data!$D$6:$D$1806)","v":0},{"$f":"IF($AS$1=\"+\",LOOKUP($AO524,Data!$A$6:$A$1806,Data!$E$6:$E$1806)*-1,LOOKUP($AO524,Data!$A$6:$A$1806,Data!$E$6:$E$1806))","v":-223.01573181152344},{"$f":"LOOKUP($AO524,Data!$A$6:$A$1806,Data!$F$6:$F$1806)","v":0},{"$f":"LOOKUP($AO524,Data!$A$6:$A$1806,Data!$G$6:$G$1806)","v":0},{"$f":"LOOKUP($AO524,Data!$A$6:$A$1806,Data!$H$6:$H$1806)","v":0},{"$f":"LOOKUP($AO524,Data!$A$6:$A$1806,Data!$I$6:$I$1806)","v":0},{"$f":"LOOKUP($AO524,Data!$A$6:$A$1806,Data!$J$6:$J$1806)","v":-653},{"$f":"LOOKUP($AO524,Data!$A$6:$A$1806,Data!$K$6:$K$1806)","v":7799.31},-184.0057373046875]
[null,40098.112708332505,{"$f":"LOOKUP(B525,Data!$A$6:$A$1806,Data!B$6:B$1806)","v":60.046001434326172},{"$f":"LOOKUP(B525,Data!$A$6:$A$1806,Data!C$6:C$1806)","v":0},null,null,null,-184.0057373046875,-184.0057373046875,null,null,0,-219.99594074606603,{"$f":"AVERAGE(D$79:D525)","v":0},{"$f":"AVERAGE(M$79:M525)","v":249.95631913693566},-20.205450345498665,{"$f":"AVERAGE(P$79:P525)","v":130.55055664897336},633,null,null,null,null,null,null,0,633,16330.387698363882,null,null,null,null,null,null,null,null,null,null,null,null,null,40098.112708332505,{"$f":"LOOKUP($AO525,Data!$A$6:$A$1806,Data!$B$6:$B$1806)","v":60.046001434326172},{"$f":"LOOKUP($AO525,Data!$A$6:$A$1806,Data!$C$6:$C$1806)","v":0},{"$f":"LOOKUP($AO525,Data!$A$6:$A$1806,Data!$D$6:$D$1806)","v":0},{"$f":"IF($AS$1=\"+\",LOOKUP($AO525,Data!$A$6:$A$1806,Data!$E$6:$E$1806)*-1,LOOKUP($AO525,Data!$A$6:$A$1806,Data!$E$6:$E$1806))","v":-223.01573181152344},{"$f":"LOOKUP($AO525,Data!$A$6:$A$1806,Data!$F$6:$F$1806)","v":0},{"$f":"LOOKUP($AO525,Data!$A$6:$A$1806,Data!$G$6:$G$1806)","v":0},{"$f":"LOOKUP($AO525,Data!$A$6:$A$1806,Data!$H$6:$H$1806)","v":0},{"$f":"LOOKUP($AO525,Data!$A$6:$A$1806,Data!$I$6:$I$1806)","v":0},{"$f":"LOOKUP($AO525,Data!$A$6:$A$1806,Data!$J$6:$J$1806)","v":-653},{"$f":"LOOKUP($AO525,Data!$A$6:$A$1806,Data!$K$6:$K$1806)","v":7799.64},-184.0057373046875]
[null,40098.112731480651,{"$f":"LOOKUP(B526,Data!$A$6:$A$1806,Data!B$6:B$1806)","v":60.042999267578125},{"$f":"LOOKUP(B526,Data!$A$6:$A$1806,Data!C$6:C$1806)","v":0},null,null,null,-171.9970703125,-171.9970703125,null,null,0,-207.98727375387853,{"$f":"AVERAGE(D$79:D526)","v":0},{"$f":"AVERAGE(M$79:M526)","v":248.93412361709008},-20.205450345498665,{"$f":"AVERAGE(P$79:P526)","v":130.21329488835931},633,null,null,null,null,null,null,0,633,72422.106710310967,null,null,null,null,null,null,null,null,null,null,null,null,null,40098.112731480651,{"$f":"LOOKUP($AO526,Data!$A$6:$A$1806,Data!$B$6:$B$1806)","v":60.042999267578125},{"$f":"LOOKUP($AO526,Data!$A$6:$A$1806,Data!$C$6:$C$1806)","v":0},{"$f":"LOOKUP($AO526,Data!$A$6:$A$1806,Data!$D$6:$D$1806)","v":0},{"$f":"IF($AS$1=\"+\",LOOKUP($AO526,Data!$A$6:$A$1806,Data!$E$6:$E$1806)*-1,LOOKUP($AO526,Data!$A$6:$A$1806,Data!$E$6:$E$1806))","v":-223.01573181152344},{"$f":"LOOKUP($AO526,Data!$A$6:$A$1806,Data!$F$6:$F$1806)","v":0},{"$f":"LOOKUP($AO526,Data!$A$6:$A$1806,Data!$G$6:$G$1806)","v":0},{"$f":"LOOKUP($AO526,Data!$A$6:$A$1806,Data!$H$6:$H$1806)","v":0},{"$f":"LOOKUP($AO526,Data!$A$6:$A$1806,Data!$I$6:$I$1806)","v":0},{"$f":"LOOKUP($AO526,Data!$A$6:$A$1806,Data!$J$6:$J$1806)","v":-653},{"$f":"LOOKUP($AO526,Data!$A$6:$A$1806,Data!$K$6:$K$1806)","v":7799.97},-171.9970703125]
[null,40098.112754628797,{"$f":"LOOKUP(B527,Data!$A$6:$A$1806,Data!B$6:B$1806)","v":60.042999267578125},{"$f":"LOOKUP(B527,Data!$A$6:$A$1806,Data!C$6:C$1806)","v":0},null,null,null,-171.9970703125,-171.9970703125,null,null,0,-207.98727375387853,{"$f":"AVERAGE(D$79:D527)","v":0},{"$f":"AVERAGE(M$79:M527)","v":247.91648130668702},-20.205450345498665,{"$f":"AVERAGE(P$79:P527)","v":129.87753876060518},633,null,null,null,null,null,null,0,633,72422.106710310967,null,null,null,null,null,null,null,null,null,null,null,null,null,40098.112754628797,{"$f":"LOOKUP($AO527,Data!$A$6:$A$1806,Data!$B$6:$B$1806)","v":60.042999267578125},{"$f":"LOOKUP($AO527,Data!$A$6:$A$1806,Data!$C$6:$C$1806)","v":0},{"$f":"LOOKUP($AO527,Data!$A$6:$A$1806,Data!$D$6:$D$1806)","v":0},{"$f":"IF($AS$1=\"+\",LOOKUP($AO527,Data!$A$6:$A$1806,Data!$E$6:$E$1806)*-1,LOOKUP($AO527,Data!$A$6:$A$1806,Data!$E$6:$E$1806))","v":-223.01573181152344},{"$f":"LOOKUP($AO527,Data!$A$6:$A$1806,Data!$F$6:$F$1806)","v":0},{"$f":"LOOKUP($AO527,Data!$A$6:$A$1806,Data!$G$6:$G$1806)","v":0},{"$f":"LOOKUP($AO527,Data!$A$6:$A$1806,Data!$H$6:$H$1806)","v":0},{"$f":"LOOKUP($AO527,Data!$A$6:$A$1806,Data!$I$6:$I$1806)","v":0},{"$f":"LOOKUP($AO527,Data!$A$6:$A$1806,Data!$J$6:$J$1806)","v":-653},{"$f":"LOOKUP($AO527,Data!$A$6:$A$1806,Data!$K$6:$K$1806)","v":7800.3},-171.9970703125]
[null,40098.112777776943,{"$f":"LOOKUP(B528,Data!$A$6:$A$1806,Data!B$6:B$1806)","v":60.043998718261719},{"$f":"LOOKUP(B528,Data!$A$6:$A$1806,Data!C$6:C$1806)","v":0},null,null,null,-175.994873046875,-175.994873046875,null,null,{"$f":"IF(B528>G$3,0,(K$21*0.000023148/K$22))","v":0},{"$f":"M527+L528+(I528-I527)","v":-211.98507648825353},{"$f":"AVERAGE(D$79:D528)","v":0},{"$f":"AVERAGE(M$79:M528)","v":246.89447784492049},-20.205450345498665,{"$f":"AVERAGE(P$79:P528)","v":129.54327820580315},633,null,null,null,null,null,null,0,633,{"$f":"Z528/((C528-G$4)*10)","v":33787.152354288621},null,null,null,null,null,null,null,null,null,null,null,null,null,40098.112777776943,{"$f":"LOOKUP($AO528,Data!$A$6:$A$1806,Data!$B$6:$B$1806)","v":60.043998718261719},{"$f":"LOOKUP($AO528,Data!$A$6:$A$1806,Data!$C$6:$C$1806)","v":0},{"$f":"LOOKUP($AO528,Data!$A$6:$A$1806,Data!$D$6:$D$1806)","v":0},{"$f":"IF($AS$1=\"+\",LOOKUP($AO528,Data!$A$6:$A$1806,Data!$E$6:$E$1806)*-1,LOOKUP($AO528,Data!$A$6:$A$1806,Data!$E$6:$E$1806))","v":-223.01573181152344},{"$f":"LOOKUP($AO528,Data!$A$6:$A$1806,Data!$F$6:$F$1806)","v":0},{"$f":"LOOKUP($AO528,Data!$A$6:$A$1806,Data!$G$6:$G$1806)","v":0},{"$f":"LOOKUP($AO528,Data!$A$6:$A$1806,Data!$H$6:$H$1806)","v":0},{"$f":"LOOKUP($AO528,Data!$A$6:$A$1806,Data!$I$6:$I$1806)","v":0},{"$f":"LOOKUP($AO528,Data!$A$6:$A$1806,Data!$J$6:$J$1806)","v":-653},{"$f":"LOOKUP($AO528,Data!$A$6:$A$1806,Data!$K$6:$K$1806)","v":7800.63},-175.994873046875]
[null,40098.11280092509,{"$f":"LOOKUP(B529,Data!$A$6:$A$1806,Data!B$6:B$1806)","v":60.042999267578125},{"$f":"LOOKUP(B529,Data!$A$6:$A$1806,Data!C$6:C$1806)","v":0},null,null,null,-171.9970703125,-171.9970703125,null,null,0,-207.98727375387853,{"$f":"AVERAGE(D$79:D529)","v":0},{"$f":"AVERAGE(M$79:M529)","v":245.88587085689653},-20.205450345498665,{"$f":"AVERAGE(P$79:P529)","v":129.21050325346692},{"$f":"R$41","v":633},null,null,null,null,null,null,0,633,72422.106710310967,null,null,null,null,null,null,null,null,null,null,null,null,null,{"$f":"AO528+TIME(0,0,$B$1)","v":40098.11280092509},{"$f":"LOOKUP($AO529,Data!$A$6:$A$1806,Data!$B$6:$B$1806)","v":60.042999267578125},{"$f":"LOOKUP($AO529,Data!$A$6:$A$1806,Data!$C$6:$C$1806)","v":0},{"$f":"LOOKUP($AO529,Data!$A$6:$A$1806,Data!$D$6:$D$1806)","v":0},{"$f":"IF($AS$1=\"+\",LOOKUP($AO529,Data!$A$6:$A$1806,Data!$E$6:$E$1806)*-1,LOOKUP($AO529,Data!$A$6:$A$1806,Data!$E$6:$E$1806))","v":-223.01573181152344},{"$f":"LOOKUP($AO529,Data!$A$6:$A$1806,Data!$F$6:$F$1806)","v":0},{"$f":"LOOKUP($AO529,Data!$A$6:$A$1806,Data!$G$6:$G$1806)","v":0},{"$f":"LOOKUP($AO529,Data!$A$6:$A$1806,Data!$H$6:$H$1806)","v":0},{"$f":"LOOKUP($AO529,Data!$A$6:$A$1806,Data!$I$6:$I$1806)","v":0},{"$f":"LOOKUP($AO529,Data!$A$6:$A$1806,Data!$J$6:$J$1806)","v":-653},{"$f":"LOOKUP($AO529,Data!$A$6:$A$1806,Data!$K$6:$K$1806)","v":7800.96},-171.9970703125]

{"sheet":"Graph 12 to 24s","index":4,"n_rows":0,"n_cols":0,"rows_kept":0,"cut":false,"hidden":true,"merged":[]}

{"sheet":"Graph 18 to 30s","index":5,"n_rows":0,"n_cols":0,"rows_kept":0,"cut":false,"hidden":true,"merged":[]}

{"sheet":"Graph 20 to 40s","index":6,"n_rows":0,"n_cols":0,"rows_kept":0,"cut":false,"hidden":true,"merged":[]}

{"sheet":"Graph 18 to 52s","index":7,"n_rows":0,"n_cols":0,"rows_kept":0,"cut":false,"hidden":true,"merged":[]}

{"sheet":"Graph 20 to 52s","index":8,"n_rows":0,"n_cols":0,"rows_kept":0,"cut":false,"hidden":true,"merged":[]}

{"sheet":"Sustained Graph","index":9,"n_rows":0,"n_cols":0,"rows_kept":0,"cut":false,"hidden":true,"merged":[]}

{"sheet":"Form 1 Summary Data","index":10,"n_rows":7,"n_cols":100,"rows_kept":7,"cut":false,"hidden":false,"merged":[]}
[null,null,null,null,null,null,null,null,null,"Interconnection Performance",null,null,null,null,null,null,null,null,null,"Value A Data",null,"BA Performance",null,null,null,null,null,null,null,null,"Value B",null,"12 to 24 second Average Period Evaluation",null,null,null,null,null,null,null,null,null,null,null,"Value B","18 to 30 second Average Period Evaluation",null,null,null,null,null,null,null,null,null,null,null,null,"Value B","20 to 40 second Average Period Evaluation",null,null,null,null,null,null,null,null,null,null,null,null,"Value B","18 to 52 second Average Period Evaluation",null,null,null,null,null,null,null,null,null,null,null,null,"Value B","20 to 52 second Average Period Evaluation"]
[null,null,null,null,null,null,null,null,null,null,null,null,null,null,null,null,null,null,null,null,null,"JOU","Non-",null,null,"Transferred","Contingent",null,null,null,null,null,"JOU","Non-",null,null,"Transferred","Contingent",null,null,null,null,null,null,null,null,"JOU","Non-",null,null,"Transferred","Contingent",null,null,null,null,null,null,null,null,"JOU","Non-",null,null,"Transferred","Contingent",null,null,null,null,null,null,null,null,"JOU","Non-",null,null,"Transferred","Contingent",null,null,null,null,null,null,null,null,"JOU","Non-",null,null,"Transferred","Contingent"]
["Date","A Point","FPointA","A Value","t(0) Time","C Value",null,null,null,"Value B","FR B","Value B","FR B","Value B","FR B","Value B","FR B","Value B","FR B",null,"Total","Dynamic","Conforming","Pumped","Ramping","Frequency","BA","BA","BA","Bias",null,"Total","Dynamic","Conforming","Pumped","Ramping","Frequency","BA","Initial","Initial","Sustained","BA","BA","Bias",null,"Total","Dynamic","Conforming","Pumped","Ramping","Frequency","BA","Initial","Initial","Sustained","BA","BA","Bias",null,"Total","Dynamic","Conforming","Pumped","Ramping","Frequency","BA","Initial","Initial","Sustained","BA","BA","Bias",null,"Total","Dynamic","Conforming","Pumped","Ramping","Frequency","BA","Initial","Initial","Sustained","BA","BA","Bias",null,"Total","Dynamic","Conforming","Pumped","Ramping","Frequency","BA","Initial","Initial","Sustained","BA","BA","Bias"]
[null,"Time","Hz","Hz",null,"Hz",null,null,null,"12 to 24 sec","12 to 24 sec","18 to 30 sec","18 to 30 sec","20 to 40 sec","20 to 40 sec","18 to 52 sec","18 to 52 sec","20 to 52 sec","20 to 52 sec",null,"Generation","Schedules","Load","Hydro","Units","Response","Lost Generation","Bias","Load","Setting",null,"Generation","Schedules","Load","Hydro","Units","Response","Lost Generation","Performance","Performance","Performance","Bias","Load","Setting",null,"Generation","Schedules","Load","Hydro","Units","Response","Lost Generation","Performance","Performance","Performance","Bias","Load","Setting",null,"Generation","Schedules","Load","Hydro","Units","Response","Lost Generation","Performance","Performance","Performance","Bias","Load","Setting",null,"Generation","Schedules","Load","Hydro","Units","Response","Lost Generation","Performance","Performance","Performance","Bias","Load","Setting",null,"Generation","Schedules","Load","Hydro","Units","Response","Lost Generation","Performance","Performance","Performance","Bias","Load","Setting"]
[null,null,null,null,null,null,null,null,null,"Average","Average","Average","Average","Average","Average","Average","Average","Average","Average","Frequency","Lost","n/a","Load (-)","Load (-) Gen (+)","n/a","n/a","n/a","Setting",null,"EPFR","Frequency","Lost","n/a","Load (-)","Load (-) Gen (+)","n/a","n/a","n/a","Adjusted","Unadjusted",null,"Setting",null,"EPFR","Frequency","Lost","n/a","Load (-)","Load (-) Gen (+)","n/a","n/a","n/a","Adjusted","Unadjusted",null,"Setting",null,"EPFR","Frequency","Lost","n/a","Load (-)","Load (-) Gen (+)","n/a","n/a","n/a","Adjusted","Unadjusted",null,"Setting",null,"EPFR","Frequency","Lost","n/a","Load (-)","Load (-) Gen (+)","n/a","n/a","n/a","Adjusted","Unadjusted",null,"Setting",null,"EPFR","Frequency","Lost","n/a","Load (-)","Load (-) Gen (+)","n/a","n/a","n/a","Adjusted","Unadjusted",null,"Setting",null,"EPFR"]
[null,null,null,null,null,null,null,null,null,"Frequency","MW","Frequency","MW","Frequency","MW","Frequency","MW","Frequency","MW","Hz","MW",null,"MW","MW",null,null,null,"MW/0.1 Hz","MW","MW","Hz","MW",null,"MW","MW",null,null,null,"P.U.","P.U.","P.U.","MW/0.1 Hz","MW","MW","Hz","MW",null,"MW","MW",null,null,null,"P.U.","P.U.","P.U.","MW/0.1 Hz","MW","MW","Hz","MW",null,"MW","MW",null,null,null,"P.U.","P.U.","P.U.","MW/0.1 Hz","MW","MW","Hz","MW",null,"MW","MW",null,null,null,"P.U.","P.U.","P.U.","MW/0.1 Hz","MW","MW","Hz","MW",null,"MW","MW",null,null,null,"P.U.","P.U.","P.U.","MW/0.1 Hz","MW","MW"]
[{"$f":"Evaluation!BG2","v":"2009-10-12T02:27:26"},{"$f":"Evaluation!AD1","v":40098.102361111116},{"$f":"Evaluation!AD2","v":60.03900146484375},{"$f":"Evaluation!AD3","v":60.042125225067139},{"$f":"Evaluation!G2","v":40098.102384259262},{"$f":"Evaluation!AD4","v":59.83599853515625},null,null,null,{"$f":"Evaluation!AD9","v":59.88257162911551},{"$f":"Evaluation!AE10","v":-397.19960544267985},{"$f":"Evaluation!AF9","v":59.884428841727122},{"$f":"Evaluation!AG10","v":-401.66999207903092},{"$f":"Evaluation!AH9","v":59.889117745792184},{"$f":"Evaluation!AI10","v":-414.40454165799855},{"$f":"Evaluation!AJ9","v":59.88833342658149},{"$f":"Evaluation!AK10","v":-411.99633140597354},{"$f":"Evaluation!AL9","v":59.889117745792163},{"$f":"Evaluation!AM10","v":-413.95153300118005},{"$f":"Evaluation!BG4","v":60.042125225067139},{"$f":"Evaluation!BG7","v":633},{"$f":"Evaluation!BG15","v":0},{"$f":"Evaluation!BG16","v":-165.33587837219238},{"$f":"Evaluation!BG17","v":0},{"$f":"Evaluation!BG18","v":0},{"$f":"Evaluation!BG19","v":0},{"$f":"Evaluation!BG20","v":0},{"$f":"Evaluation!BL15","v":-653},{"$f":"Evaluation!BL23","v":7651.3049999999994},{"$f":"Evaluation!BL17","v":-275.07771968841553},{"$f":"Evaluation!BG5","v":59.88257162911551},{"$f":"Evaluation!BG8","v":0},{"$f":"Evaluation!BG23","v":0},{"$f":"Evaluation!BG24","v":-212.13908604213171},{"$f":"Evaluation!BG25","v":0},{"$f":"Evaluation!BG26","v":0},{"$f":"Evaluation!BG27","v":0},{"$f":"Evaluation!BG28","v":0},{"$f":"Evaluation!BG34","v":1.0703213357162444},{"$f":"Evaluation!BG33","v":0.99182973004243336},{"$f":"Evaluation!$K$33","v":"No Evaluation"},{"$f":"Evaluation!BL16","v":-653},{"$f":"Evaluation!BL24","v":7632},{"$f":"Evaluation!BL18","v":766.80726187571747},{"$f":"Evaluation!BU5","v":59.884428841727122},{"$f":"Evaluation!BU8","v":0},{"$f":"Evaluation!BU23","v":0},{"$f":"Evaluation!BU24","v":-213.4636513846261},{"$f":"Evaluation!BU25","v":0},{"$f":"Evaluation!BU26","v":0},{"$f":"Evaluation!BU27","v":0},{"$f":"Evaluation!BU28","v":0},{"$f":"Evaluation!BU34","v":1.0864010454822137},{"$f":"Evaluation!BU33","v":1.0035106490602779},{"$f":"Evaluation!$K$33","v":"No Evaluation"},{"$f":"Evaluation!BZ16","v":-653},{"$f":"Evaluation!BZ24","v":7632},{"$f":"Evaluation!BZ18","v":754.67966352189626},{"$f":"Evaluation!CI5","v":59.889273210005328},{"$f":"Evaluation!CI8","v":0},{"$f":"Evaluation!CI23","v":0},{"$f":"Evaluation!CI24","v":-213.07754655317828},{"$f":"Evaluation!CI25","v":0},{"$f":"Evaluation!CI26","v":0},{"$f":"Evaluation!CI27","v":0},{"$f":"Evaluation!CI28","v":0},{"$f":"Evaluation!CI34","v":1.1230046866544199},{"$f":"Evaluation!CI33","v":1.0353151048483404},{"$f":"Evaluation!$K$33","v":"No Evaluation"},{"$f":"Evaluation!CN16","v":-653},{"$f":"Evaluation!CN24","v":7632},{"$f":"Evaluation!CN18","v":723.04593866520815},{"$f":"Evaluation!CW5","v":59.88833342658149},{"$f":"Evaluation!CW8","v":0},{"$f":"Evaluation!CW23","v":0},{"$f":"Evaluation!CW24","v":-213.96817694769965},{"$f":"Evaluation!CW25","v":0},{"$f":"Evaluation!CW26","v":0},{"$f":"Evaluation!CW27","v":0},{"$f":"Evaluation!CW28","v":0},{"$f":"Evaluation!CW34","v":1.1173186421108989},{"$f":"Evaluation!CW33","v":1.0289885517839628},{"$f":"Evaluation!$K$33","v":"No Evaluation"},{"$f":"Evaluation!DB16","v":-653},{"$f":"Evaluation!DB24","v":7632},{"$f":"Evaluation!DB18","v":729.18272442287355},{"$f":"Evaluation!DK5","v":59.889117745792163},{"$f":"Evaluation!DK8","v":0},{"$f":"Evaluation!DK23","v":0},{"$f":"Evaluation!DK24","v":-214.12771426930146},{"$f":"Evaluation!DK25","v":0},{"$f":"Evaluation!DK26","v":0},{"$f":"Evaluation!DK27","v":0},{"$f":"Evaluation!DK28","v":0},{"$f":"Evaluation!DK34","v":1.1238586685194241},{"$f":"Evaluation!DK33","v":1.0342631664142663},{"$f":"Evaluation!$K$33","v":"No Evaluation"},{"$f":"Evaluation!DP16","v":-653},{"$f":"Evaluation!DP24","v":7632},{"$f":"Evaluation!DP18","v":724.06111997717653}]

{"sheet":"Instructions","index":11,"n_rows":44,"n_cols":2,"rows_kept":44,"cut":false,"hidden":false,"merged":[]}
["Steps","To be completed for each event evaluated."]
[1,"Set-up Data collection in exact same order as the \"Data\" sheet of this work book.  Data should be in this order:"]
[null,"Column A: Date and Time in this format, mm/dd/yy HH:MM:SS"]
[null,"Column B: Frequency Hz"]
[null,"Column C: Total Lost Generation: enter the MW data of the units that tripped as a single generator where the value typically goes to zero at t(0)."]
[null,"Column D: not applicable"]
[null,"Column E: Non Conforming Load"]
[null,"Column F: Pumped Hydro"]
[null,"Column G: not applicable"]
[null,"Column H: not applicable"]
[null,"Column I: not applicable"]
[null,"Column J: BA Bias Setting"]
[null,"Column K: BA Load"]
[]
[2,"Note: Columns D, E, F, G and H are optional data.  If you choose not to use these, leave the columns blank.  Do not delete the columns.  Use the sign (+/-) convention defined in FRS Form 1."]
[3,"Data compression must be turned off for each data point.  Quality data will give you quality results in the evaluation."]
[4,"Data must be at 2 second sample rate for the full 25 minute minimum collection period that starts a minimum of two (2) minutes before the event begins and includes a minimum of 15 minutes after the beginning of the event."]
[null,"The spreadsheet will work with larger sample size data."]
[null,"If using PI historian as your data source, use \"PasteSpecial/Values\" to enter data into the spreadsheet.  Do not include historian data collection formulas in the data."]
[5,"Once data is in place in the \"Data\" worksheet, determine when the beginning of the event occurred.  This is accomplished by knowing the UTC event time from the master event list."]
[null,"Convert the UTC event time to your PI data time and then scroll through the Data worksheet column B data of frequency and observe when frequency moves from the normal, pre-event frequency."]
[null,"This will usually be a single change in frequency of 0.008 to 0.010 Hz more or less.  Note the row number in the worksheet that this change occurs.  In this sample data spreadsheet this occurs in row 469 of the data."]
[6,"Edit cell \"C8\" of the \"Entry Data\" worksheet, change the formula in the cell \"C8\" to reference the row number identified in step 5 above.  In the sample data of this workbook this formula is: \"=Data!A469\""]
[7,"Determine the end of the event to be evaluated.  Use the same rules that are used for DCS only look at frequency instead of ACE.  Scroll down the frequency data in column B of the \"Data\" worksheet until frequency reaches 60 Hz or the"]
[null,"pre-disturbance value.  Note the row number in the worksheet that this occurs.  In this sample data spreadsheet this occurs in row 633."]
[8,"Edit cell \"C11\" of the \"Entry Data\" worksheet, change the formula in the cell \"C11\" to reference the row number identified in step 7 above.  In the sample data of this workbook this formula is: \"=Data!A633\""]
[9,"In cell \"R41\" of the \"Evaluation\" spreadsheet, enter the MW value of the unit(s) that tripped (from the Master Event List).  This is only necessary for the \"Interconnection\" evaluation if you're interested."]
[null,"It is not necessary to do this for the BA evaluation but it will provide a comparison of the BA frequency response as compared to the Interconnection frequency response."]
[10,"Use the \"copy\" button provided to copy the evaluation and event specific data for the \"FRS Form 1\" of this field trial.  This data is summarized in the correct order on worksheet \"Form 1 Summary Data\" of this workbook."]
[null,"Use PasteSpecial/Values when pasting the data into FRS Form 1 on the appropriate event row."]
[]
[]
["Steps","To be completed once at the initial setup of the evaluation spreadsheet for your BA."]
["A","Enter the Balancing Authority name as you want it to appear on the graphs in cell \"B1\" of the \"Entry Data\" worksheet.  For example: \"NYISO\"."]
["B","Enter your Balancing Authorities Frequency Response Obligation in cell \"B2\" of the \"Entry Data\" worksheet.  For example: -80 MW/0.1 Hz (This value could change annually)"]
[]
[]
[]
[]
[]
[]
[]
[]
[null,"Note:  For ease of use, only the necessary worksheets are displayed.  If you are interested in viewing graphs and other hidden worksheets, select the \"tab\" at the bottom, right click, select unhide and select the worksheet you wish to unhide. "]

{"sheet":"Adj Graph JOU","index":12,"n_rows":0,"n_cols":0,"rows_kept":0,"cut":false,"hidden":true,"merged":[]}

{"sheet":"Adj Graph NCL","index":13,"n_rows":0,"n_cols":0,"rows_kept":0,"cut":false,"hidden":true,"merged":[]}

{"sheet":"Adj Graph PmpHyd","index":14,"n_rows":0,"n_cols":0,"rows_kept":0,"cut":false,"hidden":true,"merged":[]}

{"sheet":"Adj Graph RampGen","index":15,"n_rows":0,"n_cols":0,"rows_kept":0,"cut":false,"hidden":true,"merged":[]}

{"sheet":"Adj Graph MWper0.1Hz","index":16,"n_rows":0,"n_cols":0,"rows_kept":0,"cut":false,"hidden":true,"merged":[]}

{"sheet":"Adj Graph ContingentBA","index":17,"n_rows":0,"n_cols":0,"rows_kept":0,"cut":false,"hidden":true,"merged":[]}

{"sheet":"BA LoadDampening","index":18,"n_rows":0,"n_cols":0,"rows_kept":0,"cut":false,"hidden":true,"merged":[]}

{"sheet":"BA FRO","index":19,"n_rows":0,"n_cols":0,"rows_kept":0,"cut":false,"hidden":true,"merged":[]}